## HARTLEPOOL A-1
2023 Operating Experience
GB-19A | [8 empty] | HARTLEPOOL A-1 | [26 empty] | UNITED KINGDOM
Status at end of year | [7 empty] | : | Operational
Operator | [7 empty] | : | EDF UK (EDF Energy)
Owner | [7 empty] | : | EDF UK (EDF Energy)
Reactor Supplier | [7 empty] | : | NPC (NUCLEAR POWER CO., LTD.)
Turbine Supplier | [7 empty] | : | GEC (GENERAL ELECTRIC COMPANY (UK))
Reactor Unit Details | [27 empty] | Key Dates
Reactor type and model | [12 empty] | : |  |  | GCR / AGR | [11 empty] | Construction Date | [15 empty] | : |  |  | 1968-10-01
Thermal power | [12 empty] | : |  |  | 1500 | [8 empty] | MWth |  |  | Grid Date | [15 empty] | : |  |  | 1983-08-01
Gross electrical power | [12 empty] | : |  |  | 655 | [8 empty] | MWe |  |  | Commercial Date | [15 empty] | : |  |  | 1989-04-01
Reference unit power (net) | [12 empty] | : |  |  | 590 | [8 empty] | MWe |  |  | Age at end of year | [15 empty] | : |  |  | 40 years
Design Characteristics
| Primary Systems | [28 empty] | Operating coolant pressure [MPa] | [15 empty] | : |  |  | 4.14
| Reactor vessel centreline orientation | [13 empty] | : |  |  | Vertical | [11 empty] | Reactor outlet temperature [°C] | [15 empty] | : |  |  | 650
| Fuel material | [13 empty] | : |  |  | UO2 | [11 empty] | Number of SG | [15 empty] | : |  |  | 8
| Refuelling type | [13 empty] | : |  |  | OFF-line | [11 empty] | Containment type | [15 empty] | : |  |  | NA
| Moderator material | [13 empty] | : |  |  | GRAPHITE | [11 empty] | Containment design pressure [MPa] | [15 empty] | : |  |  | NA
| Average fuel enrichment [% of U235] | [13 empty] | : |  |  | - | [11 empty] | Secondary systems
| Refuelling frequency [month] | [13 empty] | : |  |  | 4 | [11 empty] | Number of turbine-generators per unit/reactor | [15 empty] | : |  |  | 1
| Part of the core refuelled [%] | [13 empty] | : |  |  | 7.5 | [11 empty] | Turbine speed [rpm] | [15 empty] | : |  |  | 3000
| Average discharge burnup [MWd/t] | [13 empty] | : |  |  | 33000 | [11 empty] | Number of LP cylinders per turbine | [15 empty] | : |  |  | 3
| Active core diameter [m] | [13 empty] | : |  |  | 9.37 | [11 empty] | HP cylinder inlet steam pressure [MPa] | [15 empty] | : |  |  | 15.96
| Active core height/length [m] | [13 empty] | : |  |  | 8.3 | [11 empty] | Output voltage [kV] | [15 empty] | : |  |  | 23
| Number of fissile fuel assemblies/bundles | [13 empty] | : |  |  | 2592 | [11 empty] | Primary means of condenser cooling | [15 empty] | : |  |  | Sea (once-through)
| Fuel linear heat generation rate [kW/m] | [13 empty] | : |  |  | 16.8 | [11 empty] | Number of main condensate pumps | [15 empty] | : |  |  | 2
| Number of control rod assemblies | [13 empty] | : |  |  | 44 | [11 empty] | Number of FW pumps for full power operation | [15 empty] | : |  |  | 1
| Number of external reactor coolant loops | [13 empty] | : |  |  | 8 | [11 empty] | Number of on-site safety related diesel generators | [15 empty] | : |  |  | NA
| Coolant type | [13 empty] | : |  |  | CO2 | [11 empty] | Non-electrical applications | [15 empty] | : |  |  | none
Annual Production Results (2023)
Net Energy Production | [18 empty] | : | 4199.98 GW(e).h | [8 empty] | Forced Loss Rate (FLR) | [15 empty] | : |  |  | 7.76 %
Energy Availability Factor (EAF) | [18 empty] | : | 81.55 % | [8 empty] | Unplanned Capability Loss Factor (UCL) | [15 empty] | : |  |  | 8.82 %
Unit Capability Factor (UCF) | [18 empty] | : | 82.26 % | [8 empty] | Planned Unavailability Factor (PUF) | [15 empty] | : |  |  | 8.91 %
Load Factor (LF) | [18 empty] | : | 81.26 % | [8 empty] | Externally cause unavailability (XUF) | [15 empty] | : |  |  | 0.72 %
Operating Factor (OF) | [18 empty] | : | 86.22 % | [8 empty] | Total off-line time | [15 empty] | : |  |  | 1207 hours
Annual Summary
[5 empty] | Jan | Feb |  |  |  | Mar |  | Apr | [8 empty] | May |  |  | Jun | [6 empty] | Jul |  | Aug |  |  |  | Sep |  |  | Oct |  |  | Nov | [9 empty] | Dec |  |  | Annual
GW(e)-h |  |  |  |  | 436.98 | 330.31 |  |  |  | 433.89 |  | 391.26 | [8 empty] | 176.95 |  |  | 402.53 | [6 empty] | 304.27 |  | 318.66 |  |  |  | 410.55 |  |  | 409.44 |  |  | 153.79 | [9 empty] | 431.36 |  |  | 4199.98
EAF [%] |  |  |  |  | 99.55 | 84.04 |  |  |  | 98.98 |  | 92.25 | [8 empty] | 41.32 |  |  | 94.76 | [6 empty] | 69.35 |  | 73.43 |  |  |  | 96.65 |  |  | 93.15 |  |  | 36.90 | [9 empty] | 98.27 |  |  | 81.55
UCF [%] |  |  |  |  | 99.55 | 84.04 |  |  |  | 98.98 |  | 92.53 | [8 empty] | 41.32 |  |  | 95.67 | [6 empty] | 71.16 |  | 75.66 |  |  |  | 99.10 |  |  | 93.94 |  |  | 36.90 | [9 empty] | 98.34 |  |  | 82.26
LF [%] |  |  |  |  | 99.55 | 83.31 |  |  |  | 98.98 |  | 92.10 | [8 empty] | 40.31 |  |  | 94.76 | [6 empty] | 69.32 |  | 72.59 |  |  |  | 96.65 |  |  | 93.15 |  |  | 36.20 | [9 empty] | 98.27 |  |  | 81.26
OF [%] |  |  |  |  | 100.00 | 88.69 |  |  |  | 100.00 |  | 94.72 | [8 empty] | 51.08 |  |  | 100.00 | [6 empty] | 72.31 |  | 78.23 |  |  |  | 100.00 |  |  | 100.00 |  |  | 49.86 | [9 empty] | 100.00 |  |  | 86.22
FLR [%] |  |  |  |  | 0.00 | 15.60 |  |  |  | 0.00 |  | 0.00 | [8 empty] | 7.34 |  |  | 4.25 | [6 empty] | 28.49 |  | 24.32 |  |  |  | 0.00 |  |  | 5.38 |  |  | 5.50 | [9 empty] | 0.00 |  |  | 7.76
UCL [%] |  |  |  |  | 0.00 | 15.53 |  |  |  | 0.00 |  | 0.00 | [8 empty] | 14.73 |  |  | 4.25 | [6 empty] | 28.36 |  | 24.31 |  |  |  | 0.00 |  |  | 5.34 |  |  | 12.81 | [9 empty] | 0.61 |  |  | 8.82
PUF [%] |  |  |  |  | 0.45 | 0.43 |  |  |  | 1.02 |  | 7.47 | [8 empty] | 43.95 |  |  | 0.08 | [6 empty] | 0.48 |  | 0.03 |  |  |  | 0.90 |  |  | 0.72 |  |  | 50.29 | [9 empty] | 1.05 |  |  | 8.91
XUF [%] |  |  |  |  | 0.00 | 0.00 |  |  |  | 0.00 |  | 0.28 | [8 empty] | 0.00 |  |  | 0.91 | [6 empty] | 1.82 |  | 2.23 |  |  |  | 2.45 |  |  | 0.79 |  |  | 0.00 | [9 empty] | 0.08 |  |  | 0.72
Historical Summary
Lifetime energy generation | [13 empty] | : |  |  | 130031.36 GW(e).h | [11 empty] | Cumulative Forced Loss Rate (FLR) | [21 empty] | : | 8.92 %
Cumulative Energy Availability Factor (EAF) | [13 empty] | : |  |  | 70.18 % | [11 empty] | Cumulative Unplanned Capability Loss Factor (UCL) | [21 empty] | : | 15.24 %
Cumulative Unit Capability Factor (UCF) | [13 empty] | : |  |  | 70.34 % | [11 empty] | Cumulative Planned Unavailability Factor (PUF) | [21 empty] | : | 14.41 %
Cumulative Load Factor (LF) | [13 empty] | : |  |  | 68.74 % | [11 empty] | Cumulative Externally cause unavailability (XUF) | [21 empty] | : | 0.17 %
Cumulative Operating Factor (OF) | [13 empty] | : |  |  | 73.49 %
Electricity Production (net) [GWh]
Performance for Years of Commercial Operation
Year |  |  |  | Energy |  |  | Time Online |  |  |  | Reference Unit Power | [10 empty] | EAF |  |  |  | UCF | [5 empty] | LF |  |  | OF |  |  |  | FLR |  | UCL | [8 empty] | PUF |  |  |  |  | XUF
|  |  |  | [GW-h] |  |  | [Hours] |  |  |  | [MW] | [10 empty] | [%] |  |  |  | [%] | [5 empty] | [%] |  |  | [%] |  |  |  | [%] |  | [%] | [8 empty] | [%] |  |  |  |  | [%]
1989 |  |  |  | 1829.47 |  |  | 4683 |  |  |  | 539 | [10 empty] | 72.77 |  |  |  | 72.77 | [5 empty] | 39.07 |  |  | 45.19 |  |  |  | 0.00 |  | 0.00 | [8 empty] | 27.23 |  |  |  |  | 0.00
1990 |  |  |  | 1698.68 |  |  | 3486 |  |  |  | 487 | [10 empty] | 40.12 |  |  |  | 40.12 | [5 empty] | 39.89 |  |  | 39.90 |  |  |  | 18.89 |  | 9.35 | [8 empty] | 50.53 |  |  |  |  | 0.00
1991 |  |  |  | 2953.39 |  |  | 6791 |  |  |  | 625 | [10 empty] | 75.05 |  |  |  | 75.05 | [5 empty] | 54.09 |  |  | 77.74 |  |  |  | 8.77 |  | 7.21 | [8 empty] | 17.74 |  |  |  |  | 0.00
1992 |  |  |  | 2910.40 |  |  | 6156 |  |  |  | 510 | [10 empty] | 63.46 |  |  |  | 63.64 | [5 empty] | 64.09 |  |  | 69.14 |  |  |  | 10.21 |  | 7.24 | [8 empty] | 29.12 |  |  |  |  | 0.18
1993 |  |  |  | 4449.59 |  |  | 7802 |  |  |  | 582 | [10 empty] | 87.11 |  |  |  | 87.44 | [5 empty] | 87.44 |  |  | 89.31 |  |  |  | 4.07 |  | 3.71 | [8 empty] | 8.85 |  |  |  |  | 0.32
1994 |  |  |  | 4296.60 |  |  | 7716 |  |  |  | 605 | [10 empty] | 81.36 |  |  |  | 81.70 | [5 empty] | 81.29 |  |  | 88.32 |  |  |  | 7.88 |  | 6.99 | [8 empty] | 11.31 |  |  |  |  | 0.34
1995 |  |  |  | 3584.24 |  |  | 5937 |  |  |  | 605 | [10 empty] | 67.72 |  |  |  | 67.72 | [5 empty] | 67.44 |  |  | 67.59 |  |  |  | 15.59 |  | 12.51 | [8 empty] | 19.78 |  |  |  |  | 0.00
1996 |  |  |  | 4518.01 |  |  | 7691 |  |  |  | 605 | [10 empty] | 85.63 |  |  |  | 85.67 | [5 empty] | 85.02 |  |  | 87.56 |  |  |  | 1.91 |  | 1.67 | [8 empty] | 12.66 |  |  |  |  | 0.04
1997 |  |  |  | 4441.68 |  |  | 7644 |  |  |  | 605 | [10 empty] | 83.58 |  |  |  | 83.85 | [5 empty] | 83.58 |  |  | 87.02 |  |  |  | 10.14 |  | 9.46 | [8 empty] | 6.69 |  |  |  |  | 0.27
1998 |  |  |  | 3892.34 |  |  | 7108 |  |  |  | 605 | [10 empty] | 73.52 |  |  |  | 73.52 | [5 empty] | 73.24 |  |  | 80.92 |  |  |  | 10.20 |  | 8.35 | [8 empty] | 18.13 |  |  |  |  | 0.00
1999 |  |  |  | 5000.14 |  |  | 8369 |  |  |  | 605 | [10 empty] | 94.38 |  |  |  | 94.38 | [5 empty] | 94.09 |  |  | 95.28 |  |  |  | 1.57 |  | 1.50 | [8 empty] | 4.12 |  |  |  |  | 0.00
2000 |  |  |  | 4757.35 |  |  | 8153 |  |  |  | 605 | [10 empty] | 88.63 |  |  |  | 89.52 | [5 empty] | 89.52 |  |  | 92.82 |  |  |  | 2.84 |  | 2.62 | [8 empty] | 7.86 |  |  |  |  | 0.89
2001 |  |  |  | 4291.19 |  |  | 7301 |  |  |  | 605 | [10 empty] | 80.93 |  |  |  | 81.00 | [5 empty] | 80.75 |  |  | 83.12 |  |  |  | 4.86 |  | 4.14 | [8 empty] | 14.87 |  |  |  |  | 0.07
2002 |  |  |  | 4627.85 |  |  | 7965 |  |  |  | 605 | [10 empty] | 87.51 |  |  |  | 87.51 | [5 empty] | 87.32 |  |  | 90.92 |  |  |  | 4.42 |  | 4.05 | [8 empty] | 8.44 |  |  |  |  | 0.00
2003 |  |  |  | 4583.30 |  |  | 7856 |  |  |  | 605 | [10 empty] | 86.63 |  |  |  | 86.63 | [5 empty] | 86.48 |  |  | 89.68 |  |  |  | 7.09 |  | 6.61 | [8 empty] | 6.76 |  |  |  |  | 0.00
2004 |  |  |  | 1942.67 |  |  | 3385 |  |  |  | 605 | [10 empty] | 36.88 |  |  |  | 36.88 | [5 empty] | 36.56 |  |  | 38.54 |  |  |  | 0.50 |  | 35.99 | [8 empty] | 27.13 |  |  |  |  | 0.00
2005 |  |  |  | 2322.93 |  |  | 4829 |  |  |  | 605 | [10 empty] | 43.94 |  |  |  | 43.94 | [5 empty] | 43.83 |  |  | 55.13 |  |  |  | 48.91 |  | 44.39 | [8 empty] | 11.67 |  |  |  |  | 0.00
2006 |  |  |  | 2378.89 |  |  | 4291 |  |  |  | 605 | [10 empty] | 45.94 |  |  |  | 45.94 | [5 empty] | 45.45 |  |  | 48.98 |  |  |  | 35.63 |  | 46.29 | [8 empty] | 7.77 |  |  |  |  | 0.00
2007 |  |  |  | 3295.79 |  |  | 5680 |  |  |  | 595 | [10 empty] | 63.08 |  |  |  | 63.08 | [5 empty] | 63.23 |  |  | 64.84 |  |  |  | 3.17 |  | 17.69 | [8 empty] | 19.23 |  |  |  |  | 0.00
2008 |  |  |  | 0.00 |  |  | 0 |  |  |  | 595 | [10 empty] | 0.00 |  |  |  | 0.00 | [5 empty] | 0.00 |  |  | 0.00 |  |  |  | 0.00 |  | 97.78 | [8 empty] | 2.22 |  |  |  |  | 0.00
2009 |  |  |  | 3945.95 |  |  | 6986 |  |  |  | 595 | [10 empty] | 76.04 |  |  |  | 76.04 | [5 empty] | 75.71 |  |  | 79.75 |  |  |  | 4.77 |  | 16.31 | [8 empty] | 7.65 |  |  |  |  | 0.00
2010 |  |  |  | 4407.41 |  |  | 7547 |  |  |  | 595 | [10 empty] | 84.16 |  |  |  | 84.16 | [5 empty] | 84.56 |  |  | 86.15 |  |  |  | 4.84 |  | 7.89 | [8 empty] | 7.95 |  |  |  |  | 0.00
2011 |  |  |  | 3102.64 |  |  | 5514 |  |  |  | 595 | [10 empty] | 59.86 |  |  |  | 59.86 | [5 empty] | 59.53 |  |  | 62.95 |  |  |  | 2.28 |  | 10.66 | [8 empty] | 29.48 |  |  |  |  | 0.00
2012 |  |  |  | 4301.94 |  |  | 7613 |  |  |  | 595 | [10 empty] | 82.47 |  |  |  | 82.47 | [5 empty] | 82.31 |  |  | 86.67 |  |  |  | 4.83 |  | 10.31 | [8 empty] | 7.22 |  |  |  |  | 0.00
2013 |  |  |  | 3992.35 |  |  | 7557 |  |  |  | 595 | [10 empty] | 76.93 |  |  |  | 76.93 | [5 empty] | 76.60 |  |  | 86.27 |  |  |  | 6.24 |  | 11.50 | [8 empty] | 11.57 |  |  |  |  | 0.00
2014 |  |  |  | 3158.04 |  |  | 5782 |  |  |  | 595 | [10 empty] | 60.92 |  |  |  | 60.92 | [5 empty] | 60.59 |  |  | 66.00 |  |  |  | 3.01 |  | 12.87 | [8 empty] | 26.21 |  |  |  |  | 0.00
2015 |  |  |  | 3043.14 |  |  | 6817 |  |  |  | 595 | [10 empty] | 58.76 |  |  |  | 58.76 | [5 empty] | 58.38 |  |  | 77.82 |  |  |  | 1.04 |  | 9.74 | [8 empty] | 31.50 |  |  |  |  | 0.00
2016 |  |  |  | 2787.18 |  |  | 5559 | [14 empty] | 54.36 |  |  |  | 54.78 | [5 empty] | 53.33 |  |  | 63.29 |  |  |  | 39.82 |  | 42.11 | [8 empty] | 3.11 |  |  |  |  | 0.42
2017 |  |  |  | 0.00 | [17 empty] | 89.89 |  |  |  | 90.31 | [5 empty] | 89.65 |  |  | 92.23 |  |  |  | 1.07 |  | 3.36 | [8 empty] | 6.33 |  |  |  |  | 0.42
2018 |  |  |  | 3539.00 |  |  | 6101 |  |  |  | 590 | [10 empty] | 68.66 |  |  |  | 68.72 | [5 empty] | 68.47 |  |  | 69.65 |  |  |  | 0.01 |  | 11.07 | [8 empty] | 20.21 |  |  |  |  | 0.06
2019 |  |  |  | 4340.04 |  |  | 7677 |  |  |  | 590 | [10 empty] | 84.16 |  |  |  | 84.67 | [5 empty] | 83.97 |  |  | 87.64 |  |  |  | 4.63 |  | 5.62 | [8 empty] | 9.71 |  |  |  |  | 0.51
2020 |  |  |  | 4581.72 |  |  | 8063 |  |  |  | 590 | [10 empty] | 88.58 |  |  |  | 88.96 | [5 empty] | 88.41 |  |  | 91.79 |  |  |  | 1.36 |  | 4.17 | [8 empty] | 6.87 |  |  |  |  | 0.39
2021 |  |  |  | 2865.20 |  |  | 5562 |  |  |  | 590 | [10 empty] | 55.89 |  |  |  | 56.44 | [5 empty] | 55.44 |  |  | 63.49 |  |  |  | 17.44 |  | 23.24 | [8 empty] | 20.33 |  |  |  |  | 0.55
2022 |  |  |  | 3574.26 |  |  | 6437 |  |  |  | 590 | [10 empty] | 69.78 |  |  |  | 70.34 | [5 empty] | 69.16 |  |  | 73.48 |  |  |  | 0.92 |  | 21.15 | [8 empty] | 8.51 |  |  |  |  | 0.56
2023 |  |  |  | 4199.98 |  |  | 7553 |  |  |  | 590 | [10 empty] | 81.55 |  |  |  | 82.26 | [5 empty] | 81.26 |  |  | 86.22 |  |  |  | 7.76 |  | 8.82 | [8 empty] | 8.91 |  |  |  |  | 0.72
Key Factors in Last 20 Years [%]
Energy Losses by Type
Full Outages, Analysis by Cause
[23 empty] | 2023 | [14 empty] | 1989 to 2023
Outage Cause | [22 empty] | Hours Lost | [14 empty] | Average hours lost per reactor-year
[23 empty] | Planned |  |  |  | Unplanned | [6 empty] | External |  |  |  | Planned |  |  |  | Unplanned | [11 empty] | External
A. |  | Plant equipment problem/failure | [24 empty] | 444 | [14 empty] | 1071
B. |  | Refuelling without maintenance | [20 empty] | 722 | [14 empty] | 240 |  |  |  | 16
C. |  | Inspection, maintenance or repair combined with refuelling | [35 empty] | 531 |  |  |  | 8
D. |  | Inspection, maintenance or repair without refuelling | [35 empty] | 739
E. |  | Testing of plant systems or components | [39 empty] | 13
G. |  | Major backfitting, refurbishment or upgrading activities without refuelling | [35 empty] | 62 |  |  |  | 27
H. |  | Nuclear regulatory requirements | [39 empty] | 114
J. |  | Grid limitation, failure or grid unavailability | [51 empty] | 5
L. |  | Human factor related | [39 empty] | 6
S. |  | Fuel management limitation (including high flux tilt, stretch out or coast-down operation) | [39 empty] | 41
Z. |  | Other | [24 empty] | 722 | [10 empty] | 21 |  |  |  | 87
Subtotal | [22 empty] | 722 |  |  |  | 1166 | [10 empty] | 1593 |  |  |  | 1383 | [11 empty] | 5
Total | [22 empty] | 1888 | [14 empty] | 2981
Equipment Related Unplanned Full Outages, Analysis by System
System | [22 empty] | 2023 | [14 empty] | 1989 to 2023
[23 empty] | Hours Lost | [14 empty] | Average hours lost per reactor-year
11. |  |  | Reactor and Accessories | [34 empty] | 379
12. |  |  | Reactor I&C Systems | [34 empty] | 17
13. |  |  | Reactor Auxiliary Systems | [34 empty] | 28
15. |  |  | Reactor Cooling Systems | [34 empty] | 25
16. |  |  | Steam generation systems | [34 empty] | 260
17. |  |  | Safety I&C Systems (excluding reactor I&C) | [34 empty] | 2
21. |  |  | Fuel Handling and Storage Facilities | [19 empty] | 722 | [14 empty] | 112
31. |  |  | Turbine and auxiliaries | [34 empty] | 66
32. |  |  | Feedwater and Main Steam System | [19 empty] | 76 | [14 empty] | 92
33. |  |  | Circulating Water System | [34 empty] | 52
41. |  |  | Main Generator Systems | [34 empty] | 102
42. |  |  | Electrical Power Supply Systems | [19 empty] | 368 | [14 empty] | 52
Total | [22 empty] | 1166 | [14 empty] | 1187

## HARTLEPOOL A-2
2023 Operating Experience
GB-19B | [8 empty] | HARTLEPOOL A-2 | [26 empty] | UNITED KINGDOM
Status at end of year | [7 empty] | : | Operational
Operator | [7 empty] | : | EDF UK (EDF Energy)
Owner | [7 empty] | : | EDF UK (EDF Energy)
Reactor Supplier | [7 empty] | : | NPC (NUCLEAR POWER CO., LTD.)
Turbine Supplier | [7 empty] | : | GEC (GENERAL ELECTRIC COMPANY (UK))
Reactor Unit Details | [27 empty] | Key Dates
Reactor type and model | [12 empty] | : |  |  | GCR / AGR | [11 empty] | Construction Date | [15 empty] | : |  |  | 1968-10-01
Thermal power | [12 empty] | : |  |  | 1500 | [8 empty] | MWth |  |  | Grid Date | [15 empty] | : |  |  | 1984-10-31
Gross electrical power | [12 empty] | : |  |  | 655 | [8 empty] | MWe |  |  | Commercial Date | [15 empty] | : |  |  | 1989-04-01
Reference unit power (net) | [12 empty] | : |  |  | 595 | [8 empty] | MWe |  |  | Age at end of year | [15 empty] | : |  |  | 39 years
Design Characteristics
| Primary Systems | [28 empty] | Operating coolant pressure [MPa] | [15 empty] | : |  |  | 4.14
| Reactor vessel centreline orientation | [13 empty] | : |  |  | Vertical | [11 empty] | Reactor outlet temperature [°C] | [15 empty] | : |  |  | 650
| Fuel material | [13 empty] | : |  |  | UO2 | [11 empty] | Number of SG | [15 empty] | : |  |  | 8
| Refuelling type | [13 empty] | : |  |  | OFF-line | [11 empty] | Containment type | [15 empty] | : |  |  | NA
| Moderator material | [13 empty] | : |  |  | GRAPHITE | [11 empty] | Containment design pressure [MPa] | [15 empty] | : |  |  | NA
| Average fuel enrichment [% of U235] | [13 empty] | : |  |  | - | [11 empty] | Secondary systems
| Refuelling frequency [month] | [13 empty] | : |  |  | 4 | [11 empty] | Number of turbine-generators per unit/reactor | [15 empty] | : |  |  | 1
| Part of the core refuelled [%] | [13 empty] | : |  |  | 7.5 | [11 empty] | Turbine speed [rpm] | [15 empty] | : |  |  | 3000
| Average discharge burnup [MWd/t] | [13 empty] | : |  |  | 33000 | [11 empty] | Number of LP cylinders per turbine | [15 empty] | : |  |  | 3
| Active core diameter [m] | [13 empty] | : |  |  | 9.37 | [11 empty] | HP cylinder inlet steam pressure [MPa] | [15 empty] | : |  |  | 15.96
| Active core height/length [m] | [13 empty] | : |  |  | 8.3 | [11 empty] | Output voltage [kV] | [15 empty] | : |  |  | 23
| Number of fissile fuel assemblies/bundles | [13 empty] | : |  |  | 2592 | [11 empty] | Primary means of condenser cooling | [15 empty] | : |  |  | Sea (once-through)
| Fuel linear heat generation rate [kW/m] | [13 empty] | : |  |  | 16.8 | [11 empty] | Number of main condensate pumps | [15 empty] | : |  |  | 2
| Number of control rod assemblies | [13 empty] | : |  |  | 44 | [11 empty] | Number of FW pumps for full power operation | [15 empty] | : |  |  | 1
| Number of external reactor coolant loops | [13 empty] | : |  |  | 8 | [11 empty] | Number of on-site safety related diesel generators | [15 empty] | : |  |  | -
| Coolant type | [13 empty] | : |  |  | CO2 | [11 empty] | Non-electrical applications | [15 empty] | : |  |  | none
Annual Production Results (2023)
Net Energy Production | [18 empty] | : | 3097.65 GW(e).h | [8 empty] | Forced Loss Rate (FLR) | [15 empty] | : |  |  | 4.34 %
Energy Availability Factor (EAF) | [18 empty] | : | 60 % | [8 empty] | Unplanned Capability Loss Factor (UCL) | [15 empty] | : |  |  | 14.95 %
Unit Capability Factor (UCF) | [18 empty] | : | 60.33 % | [8 empty] | Planned Unavailability Factor (PUF) | [15 empty] | : |  |  | 24.72 %
Load Factor (LF) | [18 empty] | : | 59.43 % | [8 empty] | Externally cause unavailability (XUF) | [15 empty] | : |  |  | 0.33 %
Operating Factor (OF) | [18 empty] | : | 63.62 % | [8 empty] | Total off-line time | [15 empty] | : |  |  | 3187 hours
Annual Summary
[5 empty] | Jan | Feb |  |  |  | Mar |  | Apr | [8 empty] | May |  |  | Jun | [6 empty] | Jul |  | Aug |  |  |  | Sep |  |  | Oct |  |  | Nov | [9 empty] | Dec |  |  | Annual
GW(e)-h |  |  |  |  | 436.98 | 153.08 |  |  |  | 423.21 |  | 297.84 | [8 empty] | 429.02 |  |  | 412.50 | [6 empty] | 94.40 |  | -1.18 |  |  |  | -1.27 |  |  | 17.86 |  |  | 402.54 | [9 empty] | 432.67 |  |  | 3097.65
EAF [%] |  |  |  |  | 98.71 | 39.62 |  |  |  | 95.73 |  | 70.87 | [8 empty] | 96.91 |  |  | 96.29 | [6 empty] | 22.41 |  | 0.00 |  |  |  | 0.00 |  |  | 6.58 |  |  | 93.96 | [9 empty] | 97.74 |  |  | 60.00
UCF [%] |  |  |  |  | 98.71 | 39.62 |  |  |  | 95.73 |  | 71.15 | [8 empty] | 97.91 |  |  | 98.29 | [6 empty] | 22.90 |  | 0.00 |  |  |  | 0.00 |  |  | 6.58 |  |  | 94.17 | [9 empty] | 97.78 |  |  | 60.33
LF [%] |  |  |  |  | 98.71 | 38.29 |  |  |  | 95.73 |  | 69.52 | [8 empty] | 96.91 |  |  | 96.29 | [6 empty] | 21.32 |  | -0.27 |  |  |  | -0.30 |  |  | 4.03 |  |  | 93.96 | [9 empty] | 97.74 |  |  | 59.43
OF [%] |  |  |  |  | 100.00 | 45.24 |  |  |  | 100.00 |  | 78.33 | [8 empty] | 100.00 |  |  | 100.00 | [6 empty] | 23.92 |  | 0.00 |  |  |  | 0.00 |  |  | 15.03 |  |  | 100.00 | [9 empty] | 100.00 |  |  | 63.62
FLR [%] |  |  |  |  | 0.00 | 0.00 |  |  |  | 0.00 |  | 27.98 | [8 empty] | 0.00 |  |  | 0.00 | [6 empty] | 0.00 |  | 0.00 |  |  |  | 0.00 |  |  | 11.35 |  |  | 4.88 | [9 empty] | 0.00 |  |  | 4.34
UCL [%] |  |  |  |  | 0.00 | 6.73 |  |  |  | 3.15 |  | 27.64 | [8 empty] | 0.00 |  |  | 0.00 | [6 empty] | 0.00 |  | 0.00 |  |  |  | 43.23 |  |  | 93.42 |  |  | 4.83 | [9 empty] | 0.00 |  |  | 14.95
PUF [%] |  |  |  |  | 1.29 | 53.66 |  |  |  | 1.12 |  | 1.21 | [8 empty] | 2.09 |  |  | 1.71 | [6 empty] | 77.10 |  | 100.00 |  |  |  | 56.77 |  |  | 0.00 |  |  | 1.01 | [9 empty] | 2.22 |  |  | 24.72
XUF [%] |  |  |  |  | 0.00 | 0.00 |  |  |  | 0.00 |  | 0.27 | [8 empty] | 0.99 |  |  | 2.00 | [6 empty] | 0.49 |  | 0.00 |  |  |  | 0.00 |  |  | 0.00 |  |  | 0.20 | [9 empty] | 0.04 |  |  | 0.33
Historical Summary
Lifetime energy generation | [13 empty] | : |  |  | 124147.35 GW(e).h | [11 empty] | Cumulative Forced Loss Rate (FLR) | [21 empty] | : | 12.3 %
Cumulative Energy Availability Factor (EAF) | [13 empty] | : |  |  | 71.07 % | [11 empty] | Cumulative Unplanned Capability Loss Factor (UCL) | [21 empty] | : | 14.16 %
Cumulative Unit Capability Factor (UCF) | [13 empty] | : |  |  | 71.26 % | [11 empty] | Cumulative Planned Unavailability Factor (PUF) | [21 empty] | : | 14.58 %
Cumulative Load Factor (LF) | [13 empty] | : |  |  | 69.95 % | [11 empty] | Cumulative Externally cause unavailability (XUF) | [21 empty] | : | 0.19 %
Cumulative Operating Factor (OF) | [13 empty] | : |  |  | 74.64 %
Electricity Production (net) [GWh]
Performance for Years of Commercial Operation
Year |  |  |  | Energy |  |  | Time Online |  |  |  | Reference Unit Power | [10 empty] | EAF |  |  |  | UCF | [5 empty] | LF |  |  | OF |  |  |  | FLR |  | UCL | [8 empty] | PUF |  |  |  |  | XUF
|  |  |  | [GW-h] |  |  | [Hours] |  |  |  | [MW] | [10 empty] | [%] |  |  |  | [%] | [5 empty] | [%] |  |  | [%] |  |  |  | [%] |  | [%] | [8 empty] | [%] |  |  |  |  | [%]
1989 |  |  |  | 2234.82 |  |  | 4689 |  |  |  | 421 | [10 empty] | 100.00 |  |  |  | 100.00 | [5 empty] | 80.61 |  |  | 71.03 |  |  |  | 0.00 |  | 0.00 | [8 empty] | 0.00 |  |  |  |  | 0.00
1990 |  |  |  | 3238.38 |  |  | 6796 |  |  |  | 487 | [10 empty] | 74.14 |  |  |  | 74.14 | [5 empty] | 76.04 |  |  | 77.79 |  |  |  | 3.08 |  | 2.36 | [8 empty] | 23.50 |  |  |  |  | 0.00
1991 |  |  |  | 1855.91 |  |  | 3755 |  |  |  | 625 | [10 empty] | 55.12 |  |  |  | 55.12 | [5 empty] | 33.99 |  |  | 42.98 |  |  |  | 0.80 |  | 0.44 | [8 empty] | 44.44 |  |  |  |  | 0.00
1992 |  |  |  | 4316.78 |  |  | 7923 |  |  |  | 571 | [10 empty] | 87.01 |  |  |  | 87.32 | [5 empty] | 84.86 |  |  | 88.98 |  |  |  | 3.53 |  | 3.20 | [8 empty] | 9.49 |  |  |  |  | 0.31
1993 |  |  |  | 4264.64 |  |  | 7682 |  |  |  | 582 | [10 empty] | 83.76 |  |  |  | 84.88 | [5 empty] | 83.81 |  |  | 87.93 |  |  |  | 5.92 |  | 5.34 | [8 empty] | 9.78 |  |  |  |  | 1.12
1994 |  |  |  | 3703.92 |  |  | 6612 |  |  |  | 605 | [10 empty] | 69.91 |  |  |  | 70.24 | [5 empty] | 70.08 |  |  | 75.69 |  |  |  | 12.80 |  | 10.31 | [8 empty] | 19.45 |  |  |  |  | 0.33
1995 |  |  |  | 3750.74 |  |  | 6149 |  |  |  | 605 | [10 empty] | 70.85 |  |  |  | 70.85 | [5 empty] | 70.58 |  |  | 70.00 |  |  |  | 19.56 |  | 17.23 | [8 empty] | 11.92 |  |  |  |  | 0.00
1996 |  |  |  | 4370.30 |  |  | 8131 |  |  |  | 605 | [10 empty] | 82.13 |  |  |  | 82.24 | [5 empty] | 82.24 |  |  | 92.57 |  |  |  | 4.95 |  | 4.28 | [8 empty] | 13.48 |  |  |  |  | 0.10
1997 |  |  |  | 4127.88 |  |  | 6954 |  |  |  | 605 | [10 empty] | 77.18 |  |  |  | 77.95 | [5 empty] | 77.67 |  |  | 79.17 |  |  |  | 4.70 |  | 3.84 | [8 empty] | 18.21 |  |  |  |  | 0.76
1998 |  |  |  | 4555.10 |  |  | 7973 |  |  |  | 605 | [10 empty] | 85.58 |  |  |  | 85.99 | [5 empty] | 85.71 |  |  | 90.77 |  |  |  | 7.89 |  | 7.37 | [8 empty] | 6.64 |  |  |  |  | 0.40
1999 |  |  |  | 4472.45 |  |  | 7808 |  |  |  | 605 | [10 empty] | 83.64 |  |  |  | 84.43 | [5 empty] | 84.16 |  |  | 88.89 |  |  |  | 8.54 |  | 7.89 | [8 empty] | 7.68 |  |  |  |  | 0.79
2000 |  |  |  | 4265.86 |  |  | 7463 |  |  |  | 605 | [10 empty] | 80.27 |  |  |  | 80.27 | [5 empty] | 80.27 |  |  | 84.96 |  |  |  | 2.23 |  | 1.83 | [8 empty] | 17.90 |  |  |  |  | 0.00
2001 |  |  |  | 4635.88 |  |  | 8092 |  |  |  | 605 | [10 empty] | 87.46 |  |  |  | 87.46 | [5 empty] | 87.23 |  |  | 92.12 |  |  |  | 1.55 |  | 1.38 | [8 empty] | 11.16 |  |  |  |  | 0.00
2002 |  |  |  | 4910.32 |  |  | 8383 |  |  |  | 605 | [10 empty] | 92.73 |  |  |  | 92.73 | [5 empty] | 92.65 |  |  | 95.70 |  |  |  | 0.24 |  | 1.22 | [8 empty] | 6.05 |  |  |  |  | 0.00
2003 |  |  |  | 3488.43 |  |  | 6258 |  |  |  | 605 | [10 empty] | 66.45 |  |  |  | 66.45 | [5 empty] | 65.82 |  |  | 71.44 |  |  |  | 16.79 |  | 15.26 | [8 empty] | 18.29 |  |  |  |  | 0.00
2004 |  |  |  | 3380.61 |  |  | 6016 |  |  |  | 605 | [10 empty] | 64.01 |  |  |  | 64.01 | [5 empty] | 63.61 |  |  | 68.49 |  |  |  | 4.29 |  | 18.18 | [8 empty] | 17.81 |  |  |  |  | 0.00
2005 |  |  |  | 3651.64 |  |  | 6428 |  |  |  | 605 | [10 empty] | 69.24 |  |  |  | 69.24 | [5 empty] | 68.90 |  |  | 73.38 |  |  |  | 5.76 |  | 18.05 | [8 empty] | 12.71 |  |  |  |  | 0.00
2006 |  |  |  | 2481.11 |  |  | 4455 |  |  |  | 605 | [10 empty] | 47.76 |  |  |  | 47.76 | [5 empty] | 47.41 |  |  | 50.86 |  |  |  | 35.15 |  | 30.49 | [8 empty] | 21.76 |  |  |  |  | 0.00
2007 |  |  |  | 3593.55 |  |  | 6514 |  |  |  | 595 | [10 empty] | 69.15 |  |  |  | 69.15 | [5 empty] | 68.95 |  |  | 74.36 |  |  |  | 22.97 |  | 20.73 | [8 empty] | 10.12 |  |  |  |  | 0.00
2008 |  |  |  | 0.00 |  |  | 0 |  |  |  | 595 | [10 empty] | 0.00 |  |  |  | 0.00 | [5 empty] | 0.00 |  |  | 0.00 |  |  |  | 100.00 |  | 97.73 | [8 empty] | 2.27 |  |  |  |  | 0.00
2009 |  |  |  | 2882.06 |  |  | 5360 |  |  |  | 595 | [10 empty] | 55.98 |  |  |  | 55.98 | [5 empty] | 55.29 |  |  | 61.19 |  |  |  | 26.57 |  | 24.54 | [8 empty] | 19.48 |  |  |  |  | 0.00
2010 |  |  |  | 3738.08 |  |  | 6674 |  |  |  | 595 | [10 empty] | 71.70 |  |  |  | 71.70 | [5 empty] | 71.72 |  |  | 76.19 |  |  |  | 7.77 |  | 20.13 | [8 empty] | 8.17 |  |  |  |  | 0.00
2011 |  |  |  | 4251.62 |  |  | 7533 |  |  |  | 595 | [10 empty] | 81.90 |  |  |  | 81.90 | [5 empty] | 81.57 |  |  | 85.99 |  |  |  | 2.84 |  | 8.65 | [8 empty] | 9.45 |  |  |  |  | 0.00
2012 |  |  |  | 4520.16 |  |  | 7880 |  |  |  | 585 | [10 empty] | 87.66 |  |  |  | 87.66 | [5 empty] | 87.96 |  |  | 89.71 |  |  |  | 1.11 |  | 3.22 | [8 empty] | 9.11 |  |  |  |  | 0.00
2013 |  |  |  | 3014.48 |  |  | 5517 |  |  |  | 585 | [10 empty] | 59.23 |  |  |  | 59.23 | [5 empty] | 58.82 |  |  | 62.98 |  |  |  | 17.79 |  | 13.57 | [8 empty] | 27.20 |  |  |  |  | 0.00
2014 |  |  |  | 2662.28 |  |  | 5290 |  |  |  | 585 | [10 empty] | 52.88 |  |  |  | 52.88 | [5 empty] | 51.95 |  |  | 60.39 |  |  |  | 39.79 |  | 38.24 | [8 empty] | 8.88 |  |  |  |  | 0.00
2015 |  |  |  | 3124.82 |  |  | 6811 |  |  |  | 585 | [10 empty] | 61.35 |  |  |  | 61.35 | [5 empty] | 60.98 |  |  | 77.75 |  |  |  | 4.50 |  | 10.22 | [8 empty] | 28.43 |  |  |  |  | 0.00
2016 |  |  |  | 3773.67 |  |  | 6842 | [14 empty] | 73.22 |  |  |  | 73.25 | [5 empty] | 73.44 |  |  | 77.89 |  |  |  | 5.02 |  | 7.54 | [8 empty] | 19.22 |  |  |  |  | 0.03
2017 |  |  |  | 4641.82 |  |  | 7980 | [14 empty] | 89.54 |  |  |  | 89.54 | [5 empty] | 90.58 |  |  | 91.10 |  |  |  | 0.43 |  | 1.29 | [8 empty] | 9.16 |  |  |  |  | 0.00
2018 |  |  |  | 4569.78 |  |  | 7950 |  |  |  | 595 | [10 empty] | 88.02 |  |  |  | 88.52 | [5 empty] | 87.67 |  |  | 90.75 |  |  |  | 5.59 |  | 5.36 | [8 empty] | 6.13 |  |  |  |  | 0.50
2019 |  |  |  | 3259.78 |  |  | 5910 |  |  |  | 595 | [10 empty] | 63.11 |  |  |  | 63.38 | [5 empty] | 62.54 |  |  | 67.47 |  |  |  | 4.53 |  | 11.49 | [8 empty] | 25.14 |  |  |  |  | 0.27
2020 |  |  |  | 3919.40 |  |  | 7232 |  |  |  | 595 | [10 empty] | 75.41 |  |  |  | 75.72 | [5 empty] | 74.99 |  |  | 82.33 |  |  |  | 7.28 |  | 16.17 | [8 empty] | 8.11 |  |  |  |  | 0.31
2021 |  |  |  | 2845.55 |  |  | 5404 |  |  |  | 595 | [10 empty] | 55.66 |  |  |  | 56.28 | [5 empty] | 54.59 |  |  | 61.69 |  |  |  | 14.32 |  | 34.70 | [8 empty] | 9.02 |  |  |  |  | 0.62
2022 |  |  |  | 4132.36 |  |  | 7447 |  |  |  | 595 | [10 empty] | 79.62 |  |  |  | 80.18 | [5 empty] | 79.28 |  |  | 85.01 |  |  |  | 3.70 |  | 10.57 | [8 empty] | 9.25 |  |  |  |  | 0.56
2023 |  |  |  | 3097.65 |  |  | 5573 |  |  |  | 595 | [10 empty] | 60.00 |  |  |  | 60.33 | [5 empty] | 59.43 |  |  | 63.62 |  |  |  | 4.34 |  | 14.95 | [8 empty] | 24.72 |  |  |  |  | 0.33
Key Factors in Last 20 Years [%]
Energy Losses by Type
Full Outages, Analysis by Cause
[23 empty] | 2023 | [14 empty] | 1989 to 2023
Outage Cause | [22 empty] | Hours Lost | [14 empty] | Average hours lost per reactor-year
[23 empty] | Planned |  |  |  | Unplanned | [6 empty] | External |  |  |  | Planned |  |  |  | Unplanned | [11 empty] | External
A. |  | Plant equipment problem/failure | [24 empty] | 156 | [14 empty] | 1030
B. |  | Refuelling without maintenance | [20 empty] | 353 | [14 empty] | 220 |  |  |  | 8
C. |  | Inspection, maintenance or repair combined with refuelling | [20 empty] | 1719 | [14 empty] | 655 |  |  |  | 29
D. |  | Inspection, maintenance or repair without refuelling | [35 empty] | 473
E. |  | Testing of plant systems or components | [39 empty] | 4
G. |  | Major backfitting, refurbishment or upgrading activities without refuelling | [35 empty] | 60 |  |  |  | 10
H. |  | Nuclear regulatory requirements | [39 empty] | 37
L. |  | Human factor related | [39 empty] | 5
P. |  | Fire | [39 empty] | 16
S. |  | Fuel management limitation (including high flux tilt, stretch out or coast-down operation) | [39 empty] | 0
Z. |  | Other | [24 empty] | 1317 | [10 empty] | 92 |  |  |  | 51
Subtotal | [22 empty] | 2072 |  |  |  | 1473 | [10 empty] | 1500 |  |  |  | 1190
Total | [22 empty] | 3545 | [14 empty] | 2690
Equipment Related Unplanned Full Outages, Analysis by System
System | [22 empty] | 2023 | [14 empty] | 1989 to 2023
[23 empty] | Hours Lost | [14 empty] | Average hours lost per reactor-year
11. |  |  | Reactor and Accessories | [34 empty] | 320
12. |  |  | Reactor I&C Systems | [34 empty] | 25
13. |  |  | Reactor Auxiliary Systems | [34 empty] | 12
15. |  |  | Reactor Cooling Systems | [34 empty] | 63
16. |  |  | Steam generation systems | [34 empty] | 157
21. |  |  | Fuel Handling and Storage Facilities | [19 empty] | 285 | [14 empty] | 55
31. |  |  | Turbine and auxiliaries | [34 empty] | 64
32. |  |  | Feedwater and Main Steam System | [34 empty] | 116
33. |  |  | Circulating Water System | [34 empty] | 52
34. |  |  | Miscellaneous Systems | [34 empty] | 2
41. |  |  | Main Generator Systems | [19 empty] | 156 | [14 empty] | 90
42. |  |  | Electrical Power Supply Systems | [34 empty] | 18
Total | [22 empty] | 441 | [14 empty] | 974
Highlights (2023)
Carried out a statutory outage

## HEYSHAM A-1
2023 Operating Experience
GB-20A | [8 empty] | HEYSHAM A-1 | [26 empty] | UNITED KINGDOM
Status at end of year | [7 empty] | : | Operational
Operator | [7 empty] | : | EDF UK (EDF Energy)
Owner | [7 empty] | : | EDF UK (EDF Energy)
Reactor Supplier | [7 empty] | : | NPC (NUCLEAR POWER CO., LTD.)
Turbine Supplier | [7 empty] | : | GEC (GENERAL ELECTRIC COMPANY (UK))
Reactor Unit Details | [27 empty] | Key Dates
Reactor type and model | [12 empty] | : |  |  | GCR / AGR | [11 empty] | Construction Date | [15 empty] | : |  |  | 1970-12-01
Thermal power | [12 empty] | : |  |  | 1500 | [8 empty] | MWth |  |  | Grid Date | [15 empty] | : |  |  | 1983-07-09
Gross electrical power | [12 empty] | : |  |  | 625 | [8 empty] | MWe |  |  | Commercial Date | [15 empty] | : |  |  | 1989-04-01
Reference unit power (net) | [12 empty] | : |  |  | 485 | [8 empty] | MWe |  |  | Age at end of year | [15 empty] | : |  |  | 40 years
Design Characteristics
| Primary Systems | [28 empty] | Operating coolant pressure [MPa] | [15 empty] | : |  |  | 4.14
| Reactor vessel centreline orientation | [13 empty] | : |  |  | Vertical | [11 empty] | Reactor outlet temperature [°C] | [15 empty] | : |  |  | 650
| Fuel material | [13 empty] | : |  |  | UO2 | [11 empty] | Number of SG | [15 empty] | : |  |  | 8
| Refuelling type | [13 empty] | : |  |  | OFF-line | [11 empty] | Containment type | [15 empty] | : |  |  | NA
| Moderator material | [13 empty] | : |  |  | GRAPHITE | [11 empty] | Containment design pressure [MPa] | [15 empty] | : |  |  | NA
| Average fuel enrichment [% of U235] | [13 empty] | : |  |  | - | [11 empty] | Secondary systems
| Refuelling frequency [month] | [13 empty] | : |  |  | 4 | [11 empty] | Number of turbine-generators per unit/reactor | [15 empty] | : |  |  | 1
| Part of the core refuelled [%] | [13 empty] | : |  |  | 7.5 | [11 empty] | Turbine speed [rpm] | [15 empty] | : |  |  | 3000
| Average discharge burnup [MWd/t] | [13 empty] | : |  |  | 33000 | [11 empty] | Number of LP cylinders per turbine | [15 empty] | : |  |  | 3
| Active core diameter [m] | [13 empty] | : |  |  | 9.37 | [11 empty] | HP cylinder inlet steam pressure [MPa] | [15 empty] | : |  |  | 15.96
| Active core height/length [m] | [13 empty] | : |  |  | 8.3 | [11 empty] | Output voltage [kV] | [15 empty] | : |  |  | 23
| Number of fissile fuel assemblies/bundles | [13 empty] | : |  |  | 2592 | [11 empty] | Primary means of condenser cooling | [15 empty] | : |  |  | Sea (once-through)
| Fuel linear heat generation rate [kW/m] | [13 empty] | : |  |  | 16.8 | [11 empty] | Number of main condensate pumps | [15 empty] | : |  |  | 2
| Number of control rod assemblies | [13 empty] | : |  |  | 44 | [11 empty] | Number of FW pumps for full power operation | [15 empty] | : |  |  | 1
| Number of external reactor coolant loops | [13 empty] | : |  |  | 8 | [11 empty] | Number of on-site safety related diesel generators | [15 empty] | : |  |  | -
| Coolant type | [13 empty] | : |  |  | CO2 | [11 empty] | Non-electrical applications | [15 empty] | : |  |  | none
Annual Production Results (2023)
Net Energy Production | [18 empty] | : | 2909.14 GW(e).h | [8 empty] | Forced Loss Rate (FLR) | [15 empty] | : |  |  | 7.37 %
Energy Availability Factor (EAF) | [18 empty] | : | 67.65 % | [8 empty] | Unplanned Capability Loss Factor (UCL) | [15 empty] | : |  |  | 6.29 %
Unit Capability Factor (UCF) | [18 empty] | : | 67.67 % | [8 empty] | Planned Unavailability Factor (PUF) | [15 empty] | : |  |  | 26.03 %
Load Factor (LF) | [18 empty] | : | 68.47 % | [8 empty] | Externally cause unavailability (XUF) | [15 empty] | : |  |  | 0.02 %
Operating Factor (OF) | [18 empty] | : | 71.59 % | [8 empty] | Total off-line time | [15 empty] | : |  |  | 2489 hours
Annual Summary
[5 empty] | Jan | Feb |  |  |  | Mar |  | Apr | [8 empty] | May |  |  | Jun | [6 empty] | Jul |  | Aug |  |  |  | Sep |  |  | Oct |  |  | Nov | [9 empty] | Dec |  |  | Annual
GW(e)-h |  |  |  |  | 374.66 | 336.07 |  |  |  | 191.83 |  | 308.87 | [8 empty] | 371.56 |  |  | 356.88 | [6 empty] | 364.46 |  | 345.41 |  |  |  | 263.26 |  |  | 6.01 |  |  | -0.46 | [9 empty] | -9.41 |  |  | 2909.14
EAF [%] |  |  |  |  | 100.00 | 100.00 |  |  |  | 53.90 |  | 86.76 | [8 empty] | 100.00 |  |  | 100.00 | [6 empty] | 99.89 |  | 95.72 |  |  |  | 75.39 |  |  | 1.91 |  |  | 0.00 | [9 empty] | 1.15 |  |  | 67.65
UCF [%] |  |  |  |  | 100.00 | 100.00 |  |  |  | 53.90 |  | 86.76 | [8 empty] | 100.00 |  |  | 100.00 | [6 empty] | 100.00 |  | 95.91 |  |  |  | 75.39 |  |  | 1.91 |  |  | 0.00 | [9 empty] | 1.15 |  |  | 67.67
LF [%] |  |  |  |  | 103.83 | 103.11 |  |  |  | 53.23 |  | 88.45 | [8 empty] | 102.97 |  |  | 102.20 | [6 empty] | 101.00 |  | 95.72 |  |  |  | 75.39 |  |  | 1.66 |  |  | -0.13 | [9 empty] | -2.61 |  |  | 68.47
OF [%] |  |  |  |  | 100.00 | 100.00 |  |  |  | 61.37 |  | 90.97 | [8 empty] | 100.00 |  |  | 100.00 | [6 empty] | 100.00 |  | 100.00 |  |  |  | 100.00 |  |  | 3.22 |  |  | 0.00 | [9 empty] | 6.45 |  |  | 71.59
FLR [%] |  |  |  |  | 0.00 | 0.00 |  |  |  | 0.00 |  | 0.00 | [8 empty] | 0.00 |  |  | 0.00 | [6 empty] | 0.00 |  | 4.09 |  |  |  | 6.20 |  |  | 0.00 |  |  | 0.00 | [9 empty] | 97.94 |  |  | 7.37
UCL [%] |  |  |  |  | 0.00 | 0.00 |  |  |  | 0.00 |  | 0.67 | [8 empty] | 0.00 |  |  | 0.00 | [6 empty] | 0.00 |  | 4.09 |  |  |  | 12.08 |  |  | 0.30 |  |  | 0.00 | [9 empty] | 57.38 |  |  | 6.29
PUF [%] |  |  |  |  | 0.00 | 0.00 |  |  |  | 46.10 |  | 12.57 | [8 empty] | 0.00 |  |  | 0.00 | [6 empty] | 0.00 |  | 0.00 |  |  |  | 12.53 |  |  | 97.79 |  |  | 100.00 | [9 empty] | 41.47 |  |  | 26.03
XUF [%] |  |  |  |  | 0.00 | 0.00 |  |  |  | 0.00 |  | 0.00 | [8 empty] | 0.00 |  |  | 0.00 | [6 empty] | 0.11 |  | 0.18 |  |  |  | 0.00 |  |  | 0.00 |  |  | 0.00 | [9 empty] | 0.00 |  |  | 0.02
Historical Summary
Lifetime energy generation | [13 empty] | : |  |  | 119759.36 GW(e).h | [11 empty] | Cumulative Forced Loss Rate (FLR) | [21 empty] | : | 14.11 %
Cumulative Energy Availability Factor (EAF) | [13 empty] | : |  |  | 68.3 % | [11 empty] | Cumulative Unplanned Capability Loss Factor (UCL) | [21 empty] | : | 16.54 %
Cumulative Unit Capability Factor (UCF) | [13 empty] | : |  |  | 68.57 % | [11 empty] | Cumulative Planned Unavailability Factor (PUF) | [21 empty] | : | 14.88 %
Cumulative Load Factor (LF) | [13 empty] | : |  |  | 67.65 % | [11 empty] | Cumulative Externally cause unavailability (XUF) | [21 empty] | : | 0.27 %
Cumulative Operating Factor (OF) | [13 empty] | : |  |  | 73.44 %
Electricity Production (net) [GWh]
Performance for Years of Commercial Operation
Year |  |  |  | Energy |  |  | Time Online |  |  |  | Reference Unit Power | [10 empty] | EAF |  |  |  | UCF | [5 empty] | LF |  |  | OF |  |  |  | FLR |  | UCL | [8 empty] | PUF |  |  |  |  | XUF
|  |  |  | [GW-h] |  |  | [Hours] |  |  |  | [MW] | [10 empty] | [%] |  |  |  | [%] | [5 empty] | [%] |  |  | [%] |  |  |  | [%] |  | [%] | [8 empty] | [%] |  |  |  |  | [%]
1989 |  |  |  | 3045.30 |  |  | 7113 |  |  |  | 420 | [10 empty] | 100.00 |  |  |  | 100.00 | [5 empty] | 84.82 |  |  | 82.53 |  |  |  | 0.00 |  | 0.00 | [8 empty] | 0.00 |  |  |  |  | 0.00
1990 |  |  |  | 1786.74 |  |  | 4096 |  |  |  | 487 | [10 empty] | 43.38 |  |  |  | 43.38 | [5 empty] | 41.95 |  |  | 46.89 |  |  |  | 3.74 |  | 1.68 | [8 empty] | 54.94 |  |  |  |  | 0.00
1991 |  |  |  | 3826.17 |  |  | 7279 |  |  |  | 621 | [10 empty] | 86.45 |  |  |  | 86.45 | [5 empty] | 70.53 |  |  | 83.32 |  |  |  | 0.31 |  | 0.27 | [8 empty] | 13.28 |  |  |  |  | 0.00
1992 |  |  |  | 2764.17 |  |  | 5981 |  |  |  | 550 | [10 empty] | 55.59 |  |  |  | 55.76 | [5 empty] | 56.44 |  |  | 67.17 |  |  |  | 21.28 |  | 15.07 | [8 empty] | 29.17 |  |  |  |  | 0.17
1993 |  |  |  | 3638.22 |  |  | 6643 |  |  |  | 555 | [10 empty] | 74.28 |  |  |  | 75.00 | [5 empty] | 75.04 |  |  | 76.04 |  |  |  | 19.28 |  | 17.92 | [8 empty] | 7.09 |  |  |  |  | 0.71
1994 |  |  |  | 4563.37 |  |  | 8128 |  |  |  | 575 | [10 empty] | 90.40 |  |  |  | 90.54 | [5 empty] | 90.85 |  |  | 93.04 |  |  |  | 2.99 |  | 2.79 | [8 empty] | 6.67 |  |  |  |  | 0.14
1995 |  |  |  | 2808.87 |  |  | 4794 |  |  |  | 575 | [10 empty] | 55.94 |  |  |  | 55.89 | [5 empty] | 55.61 |  |  | 54.58 |  |  |  | 29.33 |  | 23.19 | [8 empty] | 20.92 |  |  |  |  | -0.06
1996 |  |  |  | 4056.80 |  |  | 7674 |  |  |  | 575 | [10 empty] | 80.19 |  |  |  | 80.32 | [5 empty] | 80.32 |  |  | 87.36 |  |  |  | 7.13 |  | 6.16 | [8 empty] | 13.52 |  |  |  |  | 0.13
1997 |  |  |  | 4298.79 |  |  | 7757 |  |  |  | 575 | [10 empty] | 84.53 |  |  |  | 85.38 | [5 empty] | 85.11 |  |  | 88.31 |  |  |  | 7.92 |  | 7.35 | [8 empty] | 7.27 |  |  |  |  | 0.86
1998 |  |  |  | 3766.08 |  |  | 6950 |  |  |  | 575 | [10 empty] | 73.77 |  |  |  | 74.84 | [5 empty] | 74.56 |  |  | 79.12 |  |  |  | 9.74 |  | 8.07 | [8 empty] | 17.09 |  |  |  |  | 1.07
1999 |  |  |  | 4549.83 |  |  | 7990 |  |  |  | 575 | [10 empty] | 89.73 |  |  |  | 90.35 | [5 empty] | 90.08 |  |  | 90.96 |  |  |  | 0.61 |  | 0.55 | [8 empty] | 9.09 |  |  |  |  | 0.62
2000 |  |  |  | 4587.90 |  |  | 8230 |  |  |  | 575 | [10 empty] | 90.39 |  |  |  | 90.84 | [5 empty] | 90.84 |  |  | 93.69 |  |  |  | 3.02 |  | 2.83 | [8 empty] | 6.34 |  |  |  |  | 0.44
2001 |  |  |  | 4034.58 |  |  | 6959 |  |  |  | 575 | [10 empty] | 77.62 |  |  |  | 78.03 | [5 empty] | 79.88 |  |  | 79.22 |  |  |  | 10.61 |  | 9.26 | [8 empty] | 12.71 |  |  |  |  | 0.41
2002 |  |  |  | 4445.53 |  |  | 7921 |  |  |  | 575 | [10 empty] | 87.93 |  |  |  | 88.39 | [5 empty] | 88.26 |  |  | 90.42 |  |  |  | 1.67 |  | 2.60 | [8 empty] | 9.01 |  |  |  |  | 0.46
2003 |  |  |  | 3746.22 |  |  | 6783 |  |  |  | 575 | [10 empty] | 74.40 |  |  |  | 74.75 | [5 empty] | 74.37 |  |  | 77.43 |  |  |  | 20.02 |  | 18.71 | [8 empty] | 6.54 |  |  |  |  | 0.35
2004 |  |  |  | 2638.07 |  |  | 4951 |  |  |  | 575 | [10 empty] | 52.51 |  |  |  | 52.83 | [5 empty] | 52.23 |  |  | 56.36 |  |  |  | 23.49 |  | 32.08 | [8 empty] | 15.09 |  |  |  |  | 0.31
2005 |  |  |  | 4033.07 |  |  | 7458 |  |  |  | 575 | [10 empty] | 80.14 |  |  |  | 80.14 | [5 empty] | 80.07 |  |  | 85.14 |  |  |  | 5.25 |  | 9.34 | [8 empty] | 10.52 |  |  |  |  | 0.00
2006 |  |  |  | 3839.08 |  |  | 7229 |  |  |  | 575 | [10 empty] | 75.50 |  |  |  | 75.50 | [5 empty] | 75.23 |  |  | 82.52 |  |  |  | 13.70 |  | 12.20 | [8 empty] | 12.29 |  |  |  |  | 0.00
2007 |  |  |  | 2498.55 |  |  | 4892 |  |  |  | 585 | [10 empty] | 49.07 |  |  |  | 49.07 | [5 empty] | 48.76 |  |  | 55.84 |  |  |  | 34.75 |  | 34.38 | [8 empty] | 16.54 |  |  |  |  | 0.00
2008 |  |  |  | 0.00 |  |  | 0 |  |  |  | 585 | [10 empty] | 0.00 |  |  |  | 0.00 | [5 empty] | 0.00 |  |  | 0.00 |  |  |  | 100.00 |  | 98.85 | [8 empty] | 1.15 |  |  |  |  | 0.00
2009 |  |  |  | 3478.25 |  |  | 6363 |  |  |  | 585 | [10 empty] | 68.38 |  |  |  | 68.38 | [5 empty] | 67.87 |  |  | 72.64 |  |  |  | 16.25 |  | 18.31 | [8 empty] | 13.31 |  |  |  |  | 0.00
2010 |  |  |  | 2826.72 |  |  | 5117 |  |  |  | 585 | [10 empty] | 55.09 |  |  |  | 55.09 | [5 empty] | 55.16 |  |  | 58.41 |  |  |  | 14.73 |  | 25.92 | [8 empty] | 18.99 |  |  |  |  | 0.00
2011 |  |  |  | 4627.86 |  |  | 8225 |  |  |  | 585 | [10 empty] | 90.48 |  |  |  | 90.48 | [5 empty] | 90.31 |  |  | 93.89 |  |  |  | 2.86 |  | 2.74 | [8 empty] | 6.78 |  |  |  |  | 0.00
2012 |  |  |  | 3749.04 |  |  | 7055 |  |  |  | 585 | [10 empty] | 73.38 |  |  |  | 73.38 | [5 empty] | 72.96 |  |  | 80.32 |  |  |  | 21.36 |  | 20.03 | [8 empty] | 6.59 |  |  |  |  | 0.00
2013 |  |  |  | 2833.02 |  |  | 5384 |  |  |  | 585 | [10 empty] | 56.60 |  |  |  | 56.60 | [5 empty] | 55.28 |  |  | 61.46 |  |  |  | 8.93 |  | 26.72 | [8 empty] | 16.68 |  |  |  |  | 0.00
2014 |  |  |  | 1073.88 |  |  | 2841 |  |  |  | 580 | [10 empty] | 22.17 |  |  |  | 22.17 | [5 empty] | 21.14 |  |  | 32.43 |  |  |  | 35.42 |  | 59.13 | [8 empty] | 18.70 |  |  |  |  | 0.00
2015 |  |  |  | 2167.04 |  |  | 6886 |  |  |  | 580 | [10 empty] | 43.07 |  |  |  | 43.07 | [5 empty] | 42.65 |  |  | 78.61 |  |  |  | 7.13 |  | 25.99 | [8 empty] | 30.94 |  |  |  |  | 0.00
2016 |  |  |  | 3472.18 |  |  | 7663 | [14 empty] | 68.39 |  |  |  | 69.17 | [5 empty] | 68.15 |  |  | 87.24 |  |  |  | 1.00 |  | 2.11 | [8 empty] | 28.72 |  |  |  |  | 0.77
2017 |  |  |  | 0.00 | [17 empty] | 60.19 |  |  |  | 60.19 | [5 empty] | 59.91 |  |  | 72.91 |  |  |  | 0.00 |  | 8.83 | [8 empty] | 30.98 |  |  |  |  | 0.00
2018 |  |  |  | 3857.56 |  |  | 8018 |  |  |  | 485 | [10 empty] | 89.94 |  |  |  | 90.12 | [5 empty] | 90.80 |  |  | 91.53 |  |  |  | 1.73 |  | 3.36 | [8 empty] | 6.52 |  |  |  |  | 0.18
2019 |  |  |  | 3581.24 |  |  | 7826 |  |  |  | 485 | [10 empty] | 84.01 |  |  |  | 84.09 | [5 empty] | 84.29 |  |  | 89.34 |  |  |  | 4.73 |  | 7.97 | [8 empty] | 7.94 |  |  |  |  | 0.08
2020 |  |  |  | 2648.85 |  |  | 5639 |  |  |  | 485 | [10 empty] | 61.95 |  |  |  | 61.97 | [5 empty] | 62.18 |  |  | 64.20 |  |  |  | 9.49 |  | 13.52 | [8 empty] | 24.50 |  |  |  |  | 0.03
2021 |  |  |  | 2657.70 |  |  | 5625 |  |  |  | 485 | [10 empty] | 62.39 |  |  |  | 65.24 | [5 empty] | 62.55 |  |  | 64.21 |  |  |  | 27.48 |  | 29.48 | [8 empty] | 5.28 |  |  |  |  | 2.85
2022 |  |  |  | 3567.83 |  |  | 7363 |  |  |  | 485 | [10 empty] | 82.08 |  |  |  | 82.08 | [5 empty] | 83.98 |  |  | 84.05 |  |  |  | 1.48 |  | 10.18 | [8 empty] | 7.74 |  |  |  |  | 0.00
2023 |  |  |  | 2909.14 |  |  | 6271 |  |  |  | 485 | [10 empty] | 67.65 |  |  |  | 67.67 | [5 empty] | 68.47 |  |  | 71.59 |  |  |  | 7.37 |  | 6.29 | [8 empty] | 26.03 |  |  |  |  | 0.02
Key Factors in Last 20 Years [%]
Energy Losses by Type
Full Outages, Analysis by Cause
[23 empty] | 2023 | [14 empty] | 1989 to 2023
Outage Cause | [22 empty] | Hours Lost | [14 empty] | Average hours lost per reactor-year
[23 empty] | Planned |  |  |  | Unplanned | [6 empty] | External |  |  |  | Planned |  |  |  | Unplanned | [11 empty] | External
A. |  | Plant equipment problem/failure | [24 empty] | 394 | [14 empty] | 889
B. |  | Refuelling without maintenance | [20 empty] | 352 | [14 empty] | 180 |  |  |  | 4
C. |  | Inspection, maintenance or repair combined with refuelling | [20 empty] | 1743 | [14 empty] | 784 |  |  |  | 154
D. |  | Inspection, maintenance or repair without refuelling | [35 empty] | 472
E. |  | Testing of plant systems or components | [39 empty] | 73
G. |  | Major backfitting, refurbishment or upgrading activities without refuelling | [35 empty] | 49 |  |  |  | 5
H. |  | Nuclear regulatory requirements | [39 empty] | 52
J. |  | Grid limitation, failure or grid unavailability | [51 empty] | 9
L. |  | Human factor related | [39 empty] | 56
Z. |  | Other | [35 empty] | 51 |  |  |  | 40 | [11 empty] | 6
Subtotal | [22 empty] | 2095 |  |  |  | 394 | [10 empty] | 1536 |  |  |  | 1273 | [11 empty] | 15
Total | [22 empty] | 2489 | [14 empty] | 2824
Equipment Related Unplanned Full Outages, Analysis by System
System | [22 empty] | 2023 | [14 empty] | 1989 to 2023
[23 empty] | Hours Lost | [14 empty] | Average hours lost per reactor-year
11. |  |  | Reactor and Accessories | [34 empty] | 315
12. |  |  | Reactor I&C Systems | [34 empty] | 24
13. |  |  | Reactor Auxiliary Systems | [34 empty] | 36
14. |  |  | Safety Systems | [34 empty] | 25
15. |  |  | Reactor Cooling Systems | [34 empty] | 58
16. |  |  | Steam generation systems | [34 empty] | 203
21. |  |  | Fuel Handling and Storage Facilities | [34 empty] | 27
31. |  |  | Turbine and auxiliaries | [19 empty] | 178 | [14 empty] | 59
32. |  |  | Feedwater and Main Steam System | [19 empty] | 216 | [14 empty] | 55
33. |  |  | Circulating Water System | [34 empty] | 113
34. |  |  | Miscellaneous Systems | [34 empty] | 12
41. |  |  | Main Generator Systems | [34 empty] | 66
42. |  |  | Electrical Power Supply Systems | [34 empty] | 28
Total | [22 empty] | 394 | [14 empty] | 1021
Highlights (2023)
Carried out a statutory outage

## HEYSHAM A-2
2023 Operating Experience
GB-20B | [8 empty] | HEYSHAM A-2 | [26 empty] | UNITED KINGDOM
Status at end of year | [7 empty] | : | Operational
Operator | [7 empty] | : | EDF UK (EDF Energy)
Owner | [7 empty] | : | EDF UK (EDF Energy)
Reactor Supplier | [7 empty] | : | NPC (NUCLEAR POWER CO., LTD.)
Turbine Supplier | [7 empty] | : | GEC (GENERAL ELECTRIC COMPANY (UK))
Reactor Unit Details | [27 empty] | Key Dates
Reactor type and model | [12 empty] | : |  |  | GCR / AGR | [11 empty] | Construction Date | [15 empty] | : |  |  | 1970-12-01
Thermal power | [12 empty] | : |  |  | 1500 | [8 empty] | MWth |  |  | Grid Date | [15 empty] | : |  |  | 1984-10-11
Gross electrical power | [12 empty] | : |  |  | 625 | [8 empty] | MWe |  |  | Commercial Date | [15 empty] | : |  |  | 1989-04-01
Reference unit power (net) | [12 empty] | : |  |  | 575 | [8 empty] | MWe |  |  | Age at end of year | [15 empty] | : |  |  | 39 years
Design Characteristics
| Primary Systems | [28 empty] | Operating coolant pressure [MPa] | [15 empty] | : |  |  | 4.14
| Reactor vessel centreline orientation | [13 empty] | : |  |  | Vertical | [11 empty] | Reactor outlet temperature [°C] | [15 empty] | : |  |  | 650
| Fuel material | [13 empty] | : |  |  | UO2 | [11 empty] | Number of SG | [15 empty] | : |  |  | 8
| Refuelling type | [13 empty] | : |  |  | OFF-line | [11 empty] | Containment type | [15 empty] | : |  |  | NA
| Moderator material | [13 empty] | : |  |  | GRAPHITE | [11 empty] | Containment design pressure [MPa] | [15 empty] | : |  |  | NA
| Average fuel enrichment [% of U235] | [13 empty] | : |  |  | - | [11 empty] | Secondary systems
| Refuelling frequency [month] | [13 empty] | : |  |  | 4 | [11 empty] | Number of turbine-generators per unit/reactor | [15 empty] | : |  |  | 1
| Part of the core refuelled [%] | [13 empty] | : |  |  | 7.5 | [11 empty] | Turbine speed [rpm] | [15 empty] | : |  |  | 3000
| Average discharge burnup [MWd/t] | [13 empty] | : |  |  | 33000 | [11 empty] | Number of LP cylinders per turbine | [15 empty] | : |  |  | 3
| Active core diameter [m] | [13 empty] | : |  |  | 9.37 | [11 empty] | HP cylinder inlet steam pressure [MPa] | [15 empty] | : |  |  | 15.96
| Active core height/length [m] | [13 empty] | : |  |  | 8.3 | [11 empty] | Output voltage [kV] | [15 empty] | : |  |  | 23
| Number of fissile fuel assemblies/bundles | [13 empty] | : |  |  | 2592 | [11 empty] | Primary means of condenser cooling | [15 empty] | : |  |  | Sea (once-through)
| Fuel linear heat generation rate [kW/m] | [13 empty] | : |  |  | 15.6 | [11 empty] | Number of main condensate pumps | [15 empty] | : |  |  | 2
| Number of control rod assemblies | [13 empty] | : |  |  | 44 | [11 empty] | Number of FW pumps for full power operation | [15 empty] | : |  |  | 1
| Number of external reactor coolant loops | [13 empty] | : |  |  | 8 | [11 empty] | Number of on-site safety related diesel generators | [15 empty] | : |  |  | -
| Coolant type | [13 empty] | : |  |  | CO2 | [11 empty] | Non-electrical applications | [15 empty] | : |  |  | none
Annual Production Results (2023)
Net Energy Production | [18 empty] | : | 3553.41 GW(e).h | [8 empty] | Forced Loss Rate (FLR) | [15 empty] | : |  |  | 13.2 %
Energy Availability Factor (EAF) | [18 empty] | : | 71.08 % | [8 empty] | Unplanned Capability Loss Factor (UCL) | [15 empty] | : |  |  | 18.51 %
Unit Capability Factor (UCF) | [18 empty] | : | 71.54 % | [8 empty] | Planned Unavailability Factor (PUF) | [15 empty] | : |  |  | 9.95 %
Load Factor (LF) | [18 empty] | : | 70.55 % | [8 empty] | Externally cause unavailability (XUF) | [15 empty] | : |  |  | 0.46 %
Operating Factor (OF) | [18 empty] | : | 77.29 % | [8 empty] | Total off-line time | [15 empty] | : |  |  | 1989 hours
Annual Summary
[5 empty] | Jan | Feb |  |  |  | Mar |  | Apr | [8 empty] | May |  |  | Jun | [6 empty] | Jul |  | Aug |  |  |  | Sep |  |  | Oct |  |  | Nov | [9 empty] | Dec |  |  | Annual
GW(e)-h |  |  |  |  | 208.44 | 138.28 |  |  |  | 417.10 |  | 403.96 | [8 empty] | 414.17 |  |  | 395.57 | [6 empty] | 284.20 |  | 51.49 |  |  |  | 395.06 |  |  | 379.30 |  |  | 70.61 | [9 empty] | 395.21 |  |  | 3553.41
EAF [%] |  |  |  |  | 49.17 | 36.97 |  |  |  | 97.63 |  | 97.58 | [8 empty] | 96.81 |  |  | 95.55 | [6 empty] | 66.61 |  | 13.80 |  |  |  | 95.42 |  |  | 88.75 |  |  | 19.56 | [9 empty] | 92.57 |  |  | 71.08
UCF [%] |  |  |  |  | 49.17 | 36.97 |  |  |  | 97.90 |  | 98.07 | [8 empty] | 97.94 |  |  | 97.07 | [6 empty] | 66.61 |  | 13.80 |  |  |  | 96.40 |  |  | 89.47 |  |  | 19.61 | [9 empty] | 92.97 |  |  | 71.54
LF [%] |  |  |  |  | 48.72 | 35.79 |  |  |  | 97.63 |  | 97.58 | [8 empty] | 96.81 |  |  | 95.55 | [6 empty] | 66.43 |  | 12.03 |  |  |  | 95.42 |  |  | 88.54 |  |  | 17.06 | [9 empty] | 92.38 |  |  | 70.55
OF [%] |  |  |  |  | 70.97 | 47.62 |  |  |  | 100.00 |  | 100.00 | [8 empty] | 100.00 |  |  | 100.00 | [6 empty] | 74.19 |  | 19.62 |  |  |  | 100.00 |  |  | 93.96 |  |  | 23.33 | [9 empty] | 95.43 |  |  | 77.29
FLR [%] |  |  |  |  | 30.45 | 12.44 |  |  |  | 0.80 |  | 0.00 | [8 empty] | 0.00 |  |  | 0.78 | [6 empty] | 8.60 |  | 5.56 |  |  |  | 2.15 |  |  | 8.41 |  |  | 80.30 | [9 empty] | 5.66 |  |  | 13.20
UCL [%] |  |  |  |  | 21.53 | 38.22 |  |  |  | 0.79 |  | 0.00 | [8 empty] | 0.00 |  |  | 0.76 | [6 empty] | 6.27 |  | 60.88 |  |  |  | 2.12 |  |  | 8.21 |  |  | 79.95 | [9 empty] | 5.57 |  |  | 18.51
PUF [%] |  |  |  |  | 29.30 | 24.81 |  |  |  | 1.31 |  | 1.93 | [8 empty] | 2.06 |  |  | 2.17 | [6 empty] | 27.13 |  | 25.32 |  |  |  | 1.48 |  |  | 2.32 |  |  | 0.43 | [9 empty] | 1.46 |  |  | 9.95
XUF [%] |  |  |  |  | 0.00 | 0.00 |  |  |  | 0.27 |  | 0.50 | [8 empty] | 1.13 |  |  | 1.52 | [6 empty] | 0.00 |  | 0.00 |  |  |  | 0.98 |  |  | 0.72 |  |  | 0.06 | [9 empty] | 0.39 |  |  | 0.46
Historical Summary
Lifetime energy generation | [13 empty] | : |  |  | 115734.46 GW(e).h | [11 empty] | Cumulative Forced Loss Rate (FLR) | [21 empty] | : | 16.45 %
Cumulative Energy Availability Factor (EAF) | [13 empty] | : |  |  | 66.9 % | [11 empty] | Cumulative Unplanned Capability Loss Factor (UCL) | [21 empty] | : | 18.94 %
Cumulative Unit Capability Factor (UCF) | [13 empty] | : |  |  | 67.41 % | [11 empty] | Cumulative Planned Unavailability Factor (PUF) | [21 empty] | : | 13.65 %
Cumulative Load Factor (LF) | [13 empty] | : |  |  | 66.11 % | [11 empty] | Cumulative Externally cause unavailability (XUF) | [21 empty] | : | 0.51 %
Cumulative Operating Factor (OF) | [13 empty] | : |  |  | 73.28 %
Electricity Production (net) [GWh]
Performance for Years of Commercial Operation
Year |  |  |  | Energy |  |  | Time Online |  |  |  | Reference Unit Power | [10 empty] | EAF |  |  |  | UCF | [5 empty] | LF |  |  | OF |  |  |  | FLR |  | UCL | [8 empty] | PUF |  |  |  |  | XUF
|  |  |  | [GW-h] |  |  | [Hours] |  |  |  | [MW] | [10 empty] | [%] |  |  |  | [%] | [5 empty] | [%] |  |  | [%] |  |  |  | [%] |  | [%] | [8 empty] | [%] |  |  |  |  | [%]
1989 |  |  |  | 2505.64 |  |  | 5507 |  |  |  | 470 | [10 empty] | 100.00 |  |  |  | 100.00 | [5 empty] | 90.38 |  |  | 83.43 |  |  |  | 0.00 |  | 0.00 | [8 empty] | 0.00 |  |  |  |  | 0.00
1990 |  |  |  | 3044.18 |  |  | 6690 |  |  |  | 487 | [10 empty] | 71.98 |  |  |  | 71.98 | [5 empty] | 71.48 |  |  | 76.58 |  |  |  | 9.35 |  | 7.42 | [8 empty] | 20.59 |  |  |  |  | 0.00
1991 |  |  |  | 2647.73 |  |  | 5132 |  |  |  | 622 | [10 empty] | 64.65 |  |  |  | 64.99 | [5 empty] | 48.73 |  |  | 58.75 |  |  |  | 2.53 |  | 1.69 | [8 empty] | 33.32 |  |  |  |  | 0.34
1992 |  |  |  | 3548.13 |  |  | 6951 |  |  |  | 550 | [10 empty] | 72.79 |  |  |  | 74.58 | [5 empty] | 72.45 |  |  | 78.07 |  |  |  | 11.81 |  | 9.99 | [8 empty] | 15.43 |  |  |  |  | 1.79
1993 |  |  |  | 4336.47 |  |  | 7886 |  |  |  | 555 | [10 empty] | 88.10 |  |  |  | 88.50 | [5 empty] | 89.44 |  |  | 90.27 |  |  |  | 2.78 |  | 2.53 | [8 empty] | 8.97 |  |  |  |  | 0.40
1994 |  |  |  | 3707.46 |  |  | 6652 |  |  |  | 575 | [10 empty] | 72.83 |  |  |  | 75.31 | [5 empty] | 73.81 |  |  | 76.14 |  |  |  | 3.02 |  | 2.34 | [8 empty] | 22.34 |  |  |  |  | 2.48
1995 |  |  |  | 3367.50 |  |  | 5772 |  |  |  | 575 | [10 empty] | 66.95 |  |  |  | 66.95 | [5 empty] | 66.67 |  |  | 65.71 |  |  |  | 23.46 |  | 20.52 | [8 empty] | 12.54 |  |  |  |  | 0.00
1996 |  |  |  | 3561.87 |  |  | 6836 |  |  |  | 575 | [10 empty] | 70.47 |  |  |  | 70.80 | [5 empty] | 70.52 |  |  | 77.82 |  |  |  | 5.27 |  | 3.94 | [8 empty] | 25.26 |  |  |  |  | 0.33
1997 |  |  |  | 4443.31 |  |  | 8026 |  |  |  | 575 | [10 empty] | 86.91 |  |  |  | 88.25 | [5 empty] | 87.97 |  |  | 91.37 |  |  |  | 2.71 |  | 2.45 | [8 empty] | 9.30 |  |  |  |  | 1.33
1998 |  |  |  | 4497.56 |  |  | 7999 |  |  |  | 575 | [10 empty] | 86.67 |  |  |  | 89.32 | [5 empty] | 89.05 |  |  | 91.06 |  |  |  | 2.11 |  | 1.93 | [8 empty] | 8.75 |  |  |  |  | 2.65
1999 |  |  |  | 3712.69 |  |  | 6570 |  |  |  | 575 | [10 empty] | 71.74 |  |  |  | 73.78 | [5 empty] | 73.51 |  |  | 74.80 |  |  |  | 13.67 |  | 11.69 | [8 empty] | 14.53 |  |  |  |  | 2.04
2000 |  |  |  | 4342.62 |  |  | 7946 |  |  |  | 575 | [10 empty] | 86.13 |  |  |  | 86.25 | [5 empty] | 85.98 |  |  | 90.46 |  |  |  | 6.15 |  | 5.66 | [8 empty] | 8.09 |  |  |  |  | 0.13
2001 |  |  |  | 4495.02 |  |  | 8187 |  |  |  | 575 | [10 empty] | 89.27 |  |  |  | 90.80 | [5 empty] | 89.00 |  |  | 93.20 |  |  |  | 0.92 |  | 0.84 | [8 empty] | 8.35 |  |  |  |  | 1.54
2002 |  |  |  | 3407.89 |  |  | 6313 |  |  |  | 575 | [10 empty] | 68.12 |  |  |  | 68.34 | [5 empty] | 67.66 |  |  | 72.07 |  |  |  | 12.45 |  | 13.80 | [8 empty] | 17.86 |  |  |  |  | 0.21
2003 |  |  |  | 3646.95 |  |  | 6595 |  |  |  | 575 | [10 empty] | 72.53 |  |  |  | 72.53 | [5 empty] | 72.40 |  |  | 75.29 |  |  |  | 22.51 |  | 21.07 | [8 empty] | 6.41 |  |  |  |  | 0.00
2004 |  |  |  | 1974.61 |  |  | 3805 |  |  |  | 575 | [10 empty] | 39.74 |  |  |  | 39.90 | [5 empty] | 39.09 |  |  | 43.32 |  |  |  | 57.95 |  | 54.98 | [8 empty] | 5.12 |  |  |  |  | 0.16
2005 |  |  |  | 2112.60 |  |  | 3869 |  |  |  | 575 | [10 empty] | 43.66 |  |  |  | 43.66 | [5 empty] | 41.94 |  |  | 44.17 |  |  |  | 41.69 |  | 39.47 | [8 empty] | 16.87 |  |  |  |  | 0.00
2006 |  |  |  | 3972.25 |  |  | 7735 |  |  |  | 575 | [10 empty] | 79.00 |  |  |  | 79.00 | [5 empty] | 78.86 |  |  | 88.30 |  |  |  | 7.51 |  | 6.42 | [8 empty] | 14.59 |  |  |  |  | 0.00
2007 |  |  |  | 2981.62 |  |  | 6280 |  |  |  | 575 | [10 empty] | 59.35 |  |  |  | 59.35 | [5 empty] | 59.19 |  |  | 71.69 |  |  |  | 15.78 |  | 30.34 | [8 empty] | 10.31 |  |  |  |  | 0.00
2008 |  |  |  | 0.00 |  |  | 0 |  |  |  | 575 | [10 empty] | 0.01 |  |  |  | 0.01 | [5 empty] | 0.00 |  |  | 0.00 |  |  |  | 0.00 |  | 83.27 | [8 empty] | 16.72 |  |  |  |  | 0.00
2009 |  |  |  | 2865.50 |  |  | 6414 |  |  |  | 575 | [10 empty] | 57.24 |  |  |  | 57.24 | [5 empty] | 56.89 |  |  | 73.22 |  |  |  | 20.33 |  | 37.55 | [8 empty] | 5.21 |  |  |  |  | 0.00
2010 |  |  |  | 2421.73 |  |  | 5862 |  |  |  | 575 | [10 empty] | 48.08 |  |  |  | 48.08 | [5 empty] | 48.08 |  |  | 66.92 |  |  |  | 48.53 |  | 45.68 | [8 empty] | 6.24 |  |  |  |  | 0.00
2011 |  |  |  | 3942.22 |  |  | 8117 |  |  |  | 575 | [10 empty] | 78.49 |  |  |  | 78.49 | [5 empty] | 78.27 |  |  | 92.66 |  |  |  | 16.25 |  | 15.22 | [8 empty] | 6.29 |  |  |  |  | 0.00
2012 |  |  |  | 2891.72 |  |  | 5565 |  |  |  | 575 | [10 empty] | 58.04 |  |  |  | 58.04 | [5 empty] | 57.25 |  |  | 63.35 |  |  |  | 23.21 |  | 19.20 | [8 empty] | 22.76 |  |  |  |  | 0.00
2013 |  |  |  | 4022.80 |  |  | 7464 |  |  |  | 575 | [10 empty] | 81.31 |  |  |  | 81.31 | [5 empty] | 79.87 |  |  | 85.21 |  |  |  | 10.40 |  | 10.40 | [8 empty] | 8.30 |  |  |  |  | 0.00
2014 |  |  |  | 2775.28 |  |  | 5385 |  |  |  | 575 | [10 empty] | 55.75 |  |  |  | 55.75 | [5 empty] | 55.10 |  |  | 61.47 |  |  |  | 34.05 |  | 31.86 | [8 empty] | 12.39 |  |  |  |  | 0.00
2015 |  |  |  | 2456.79 |  |  | 5498 |  |  |  | 575 | [10 empty] | 49.20 |  |  |  | 49.20 | [5 empty] | 48.77 |  |  | 62.76 |  |  |  | 3.19 |  | 15.71 | [8 empty] | 35.08 |  |  |  |  | 0.00
2016 |  |  |  | 4116.58 |  |  | 7646 | [14 empty] | 81.77 |  |  |  | 82.40 | [5 empty] | 81.50 |  |  | 87.04 |  |  |  | 4.15 |  | 5.50 | [8 empty] | 12.10 |  |  |  |  | 0.63
2017 |  |  |  | 0.00 | [17 empty] | 65.46 |  |  |  | 65.46 | [5 empty] | 64.89 |  |  | 79.17 |  |  |  | 27.60 |  | 31.28 | [8 empty] | 3.25 |  |  |  |  | 0.00
2018 |  |  |  | 3493.12 |  |  | 7015 |  |  |  | 575 | [10 empty] | 69.50 |  |  |  | 69.50 | [5 empty] | 69.35 |  |  | 80.08 |  |  |  | 12.90 |  | 11.02 | [8 empty] | 19.48 |  |  |  |  | 0.00
2019 |  |  |  | 3233.76 |  |  | 6648 |  |  |  | 575 | [10 empty] | 64.84 |  |  |  | 64.84 | [5 empty] | 64.20 |  |  | 75.89 |  |  |  | 25.72 |  | 26.31 | [8 empty] | 8.85 |  |  |  |  | 0.00
2020 |  |  |  | 3464.20 |  |  | 7036 |  |  |  | 575 | [10 empty] | 69.05 |  |  |  | 69.05 | [5 empty] | 68.59 |  |  | 80.10 |  |  |  | 15.74 |  | 22.38 | [8 empty] | 8.57 |  |  |  |  | 0.00
2021 |  |  |  | 3103.23 |  |  | 6412 |  |  |  | 575 | [10 empty] | 62.30 |  |  |  | 65.17 | [5 empty] | 61.61 |  |  | 73.20 |  |  |  | 27.52 |  | 25.90 | [8 empty] | 8.93 |  |  |  |  | 2.87
2022 |  |  |  | 2762.77 |  |  | 5825 |  |  |  | 575 | [10 empty] | 55.31 |  |  |  | 55.41 | [5 empty] | 54.85 |  |  | 66.50 |  |  |  | 15.46 |  | 16.29 | [8 empty] | 28.30 |  |  |  |  | 0.10
2023 |  |  |  | 3553.41 |  |  | 6771 |  |  |  | 575 | [10 empty] | 71.08 |  |  |  | 71.54 | [5 empty] | 70.55 |  |  | 77.29 |  |  |  | 13.20 |  | 18.51 | [8 empty] | 9.95 |  |  |  |  | 0.46
Key Factors in Last 20 Years [%]
Energy Losses by Type
Full Outages, Analysis by Cause
[23 empty] | 2023 | [14 empty] | 1989 to 2023
Outage Cause | [22 empty] | Hours Lost | [14 empty] | Average hours lost per reactor-year
[23 empty] | Planned |  |  |  | Unplanned | [6 empty] | External |  |  |  | Planned |  |  |  | Unplanned | [11 empty] | External
A. |  | Plant equipment problem/failure | [24 empty] | 1225 | [14 empty] | 850
B. |  | Refuelling without maintenance | [20 empty] | 763 | [14 empty] | 222 |  |  |  | 7
C. |  | Inspection, maintenance or repair combined with refuelling | [35 empty] | 678 |  |  |  | 20
D. |  | Inspection, maintenance or repair without refuelling | [35 empty] | 465 |  |  |  | 207
E. |  | Testing of plant systems or components | [35 empty] | 6 |  |  |  | 19
G. |  | Major backfitting, refurbishment or upgrading activities without refuelling | [35 empty] | 17 |  |  |  | 29
H. |  | Nuclear regulatory requirements | [39 empty] | 97
J. |  | Grid limitation, failure or grid unavailability | [51 empty] | 17
L. |  | Human factor related | [39 empty] | 3
P. |  | Fire | [39 empty] | 3
S. |  | Fuel management limitation (including high flux tilt, stretch out or coast-down operation) | [39 empty] | 141
Z. |  | Other | [24 empty] | 179 | [10 empty] | 97 |  |  |  | 73 | [11 empty] | 5
Subtotal | [22 empty] | 763 |  |  |  | 1404 | [10 empty] | 1485 |  |  |  | 1449 | [11 empty] | 22
Total | [22 empty] | 2167 | [14 empty] | 2956
Equipment Related Unplanned Full Outages, Analysis by System
System | [22 empty] | 2023 | [14 empty] | 1989 to 2023
[23 empty] | Hours Lost | [14 empty] | Average hours lost per reactor-year
11. |  |  | Reactor and Accessories | [34 empty] | 478
12. |  |  | Reactor I&C Systems | [34 empty] | 30
13. |  |  | Reactor Auxiliary Systems | [34 empty] | 10
14. |  |  | Safety Systems | [34 empty] | 34
15. |  |  | Reactor Cooling Systems | [19 empty] | 409 | [14 empty] | 74
16. |  |  | Steam generation systems | [19 empty] | 185 | [14 empty] | 184
17. |  |  | Safety I&C Systems (excluding reactor I&C) | [34 empty] | 1
21. |  |  | Fuel Handling and Storage Facilities | [19 empty] | 179 | [14 empty] | 38
31. |  |  | Turbine and auxiliaries | [19 empty] | 597 | [14 empty] | 87
32. |  |  | Feedwater and Main Steam System | [19 empty] | 34 | [14 empty] | 46
33. |  |  | Circulating Water System | [34 empty] | 120
34. |  |  | Miscellaneous Systems | [34 empty] | 6
41. |  |  | Main Generator Systems | [34 empty] | 37
42. |  |  | Electrical Power Supply Systems | [34 empty] | 68
Total | [22 empty] | 1404 | [14 empty] | 1213

## HEYSHAM B-1
2023 Operating Experience
GB-22A | [8 empty] | HEYSHAM B-1 | [26 empty] | UNITED KINGDOM
Status at end of year | [7 empty] | : | Operational
Operator | [7 empty] | : | EDF UK (EDF Energy)
Owner | [7 empty] | : | EDF UK (EDF Energy)
Reactor Supplier | [7 empty] | : | NPC (NUCLEAR POWER CO., LTD.)
Turbine Supplier | [7 empty] | : | NEI.P (NEI PARSONS)
Reactor Unit Details | [27 empty] | Key Dates
Reactor type and model | [12 empty] | : |  |  | GCR / AGR | [11 empty] | Construction Date | [15 empty] | : |  |  | 1980-08-01
Thermal power | [12 empty] | : |  |  | 1550 | [8 empty] | MWth |  |  | Grid Date | [15 empty] | : |  |  | 1988-07-12
Gross electrical power | [12 empty] | : |  |  | 680 | [8 empty] | MWe |  |  | Commercial Date | [15 empty] | : |  |  | 1989-04-01
Reference unit power (net) | [12 empty] | : |  |  | 620 | [8 empty] | MWe |  |  | Age at end of year | [15 empty] | : |  |  | 35 years
Design Characteristics
| Primary Systems | [28 empty] | Operating coolant pressure [MPa] | [15 empty] | : |  |  | 4.3
| Reactor vessel centreline orientation | [13 empty] | : |  |  | Vertical | [11 empty] | Reactor outlet temperature [°C] | [15 empty] | : |  |  | 635
| Fuel material | [13 empty] | : |  |  | UO2 | [11 empty] | Number of SG | [15 empty] | : |  |  | 4
| Refuelling type | [13 empty] | : |  |  | ON-line | [11 empty] | Containment type | [15 empty] | : |  |  | NA
| Moderator material | [13 empty] | : |  |  | GRAPHITE | [11 empty] | Containment design pressure [MPa] | [15 empty] | : |  |  | NA
| Average fuel enrichment [% of U235] | [13 empty] | : |  |  | - | [11 empty] | Secondary systems
| Refuelling frequency [month] | [13 empty] | : |  |  | 2 | [11 empty] | Number of turbine-generators per unit/reactor | [15 empty] | : |  |  | 1
| Part of the core refuelled [%] | [13 empty] | : |  |  | 3 | [11 empty] | Turbine speed [rpm] | [15 empty] | : |  |  | 3000
| Average discharge burnup [MWd/t] | [13 empty] | : |  |  | 27000 | [11 empty] | Number of LP cylinders per turbine | [15 empty] | : |  |  | 3
| Active core diameter [m] | [13 empty] | : |  |  | 9.46 | [11 empty] | HP cylinder inlet steam pressure [MPa] | [15 empty] | : |  |  | 15.9
| Active core height/length [m] | [13 empty] | : |  |  | 8.31 | [11 empty] | Output voltage [kV] | [15 empty] | : |  |  | 23.5
| Number of fissile fuel assemblies/bundles | [13 empty] | : |  |  | 332 | [11 empty] | Primary means of condenser cooling | [15 empty] | : |  |  | Sea (once-through)
| Fuel linear heat generation rate [kW/m] | [13 empty] | : |  |  | 16.8 | [11 empty] | Number of main condensate pumps | [15 empty] | : |  |  | 2
| Number of control rod assemblies | [13 empty] | : |  |  | 89 | [11 empty] | Number of FW pumps for full power operation | [15 empty] | : |  |  | -
| Number of external reactor coolant loops | [13 empty] | : |  |  | NA | [11 empty] | Number of on-site safety related diesel generators | [15 empty] | : |  |  | -
| Coolant type | [13 empty] | : |  |  | CO2 | [11 empty] | Non-electrical applications | [15 empty] | : |  |  | none
Annual Production Results (2023)
Net Energy Production | [18 empty] | : | 4391 GW(e).h | [8 empty] | Forced Loss Rate (FLR) | [15 empty] | : |  |  | 3.16 %
Energy Availability Factor (EAF) | [18 empty] | : | 81.19 % | [8 empty] | Unplanned Capability Loss Factor (UCL) | [15 empty] | : |  |  | 2.86 %
Unit Capability Factor (UCF) | [18 empty] | : | 83.86 % | [8 empty] | Planned Unavailability Factor (PUF) | [15 empty] | : |  |  | 13.28 %
Load Factor (LF) | [18 empty] | : | 80.85 % | [8 empty] | Externally cause unavailability (XUF) | [15 empty] | : |  |  | 2.66 %
Operating Factor (OF) | [18 empty] | : | 86.74 % | [8 empty] | Total off-line time | [15 empty] | : |  |  | 1162 hours
Annual Summary
[5 empty] | Jan | Feb |  |  |  | Mar |  | Apr | [8 empty] | May |  |  | Jun | [6 empty] | Jul |  | Aug |  |  |  | Sep |  |  | Oct |  |  | Nov | [9 empty] | Dec |  |  | Annual
GW(e)-h |  |  |  |  | 461.30 | 412.66 |  |  |  | 193.72 |  | 446.58 | [8 empty] | 455.87 |  |  | 297.36 | [6 empty] | 318.37 |  | 132.21 |  |  |  | 439.15 |  |  | 456.39 |  |  | 441.51 | [9 empty] | 335.88 |  |  | 4391.00
EAF [%] |  |  |  |  | 99.81 | 99.04 |  |  |  | 43.50 |  | 99.73 | [8 empty] | 98.83 |  |  | 68.10 | [6 empty] | 69.35 |  | 30.02 |  |  |  | 98.38 |  |  | 98.81 |  |  | 98.91 | [9 empty] | 72.81 |  |  | 81.19
UCF [%] |  |  |  |  | 99.81 | 99.18 |  |  |  | 43.50 |  | 99.73 | [8 empty] | 99.09 |  |  | 98.57 | [6 empty] | 69.65 |  | 30.29 |  |  |  | 99.08 |  |  | 99.04 |  |  | 98.93 | [9 empty] | 72.81 |  |  | 83.86
LF [%] |  |  |  |  | 100.00 | 99.04 |  |  |  | 42.05 |  | 100.04 | [8 empty] | 98.83 |  |  | 66.61 | [6 empty] | 69.02 |  | 28.66 |  |  |  | 98.38 |  |  | 98.81 |  |  | 98.91 | [9 empty] | 72.81 |  |  | 80.85
OF [%] |  |  |  |  | 100.00 | 100.00 |  |  |  | 54.78 |  | 100.00 | [8 empty] | 100.00 |  |  | 73.61 | [6 empty] | 78.63 |  | 35.89 |  |  |  | 100.00 |  |  | 100.00 |  |  | 100.00 | [9 empty] | 100.00 |  |  | 86.74
FLR [%] |  |  |  |  | 0.00 | 0.00 |  |  |  | 7.61 |  | 0.24 | [8 empty] | 0.00 |  |  | 0.81 | [6 empty] | 0.00 |  | 0.00 |  |  |  | 0.00 |  |  | 0.32 |  |  | 0.16 | [9 empty] | 27.19 |  |  | 3.16
UCL [%] |  |  |  |  | 0.00 | 0.00 |  |  |  | 5.03 |  | 0.24 | [8 empty] | 0.00 |  |  | 0.80 | [6 empty] | 0.00 |  | 0.00 |  |  |  | 0.00 |  |  | 0.31 |  |  | 0.15 | [9 empty] | 27.19 |  |  | 2.86
PUF [%] |  |  |  |  | 0.19 | 0.82 |  |  |  | 51.47 |  | 0.03 | [8 empty] | 0.91 |  |  | 0.63 | [6 empty] | 30.35 |  | 69.71 |  |  |  | 0.92 |  |  | 0.64 |  |  | 0.91 | [9 empty] | 0.00 |  |  | 13.28
XUF [%] |  |  |  |  | 0.00 | 0.14 |  |  |  | 0.00 |  | 0.00 | [8 empty] | 0.26 |  |  | 30.47 | [6 empty] | 0.30 |  | 0.26 |  |  |  | 0.70 |  |  | 0.24 |  |  | 0.03 | [9 empty] | 0.00 |  |  | 2.66
Historical Summary
Lifetime energy generation | [13 empty] | : |  |  | 145856.35 GW(e).h | [11 empty] | Cumulative Forced Loss Rate (FLR) | [21 empty] | : | 5.84 %
Cumulative Energy Availability Factor (EAF) | [13 empty] | : |  |  | 78.61 % | [11 empty] | Cumulative Unplanned Capability Loss Factor (UCL) | [21 empty] | : | 6.04 %
Cumulative Unit Capability Factor (UCF) | [13 empty] | : |  |  | 79.21 % | [11 empty] | Cumulative Planned Unavailability Factor (PUF) | [21 empty] | : | 14.75 %
Cumulative Load Factor (LF) | [13 empty] | : |  |  | 77.93 % | [11 empty] | Cumulative Externally cause unavailability (XUF) | [21 empty] | : | 0.6 %
Cumulative Operating Factor (OF) | [13 empty] | : |  |  | 83.06 %
Electricity Production (net) [GWh]
Performance for Years of Commercial Operation
Year |  |  |  | Energy |  |  | Time Online |  |  |  | Reference Unit Power | [10 empty] | EAF |  |  |  | UCF | [5 empty] | LF |  |  | OF |  |  |  | FLR |  | UCL | [8 empty] | PUF |  |  |  |  | XUF
|  |  |  | [GW-h] |  |  | [Hours] |  |  |  | [MW] | [10 empty] | [%] |  |  |  | [%] | [5 empty] | [%] |  |  | [%] |  |  |  | [%] |  | [%] | [8 empty] | [%] |  |  |  |  | [%]
1989 |  |  |  | 2204.46 |  |  | 4454 |  |  |  | 615 | [10 empty] | 56.92 |  |  |  | 56.92 | [5 empty] | 22.19 |  |  | 35.13 |  |  |  | 0.00 |  | 0.00 | [8 empty] | 43.08 |  |  |  |  | 0.00
1990 |  |  |  | 1487.04 |  |  | 3509 |  |  |  | 615 | [10 empty] | 27.75 |  |  |  | 27.75 | [5 empty] | 27.68 |  |  | 40.17 |  |  |  | 1.22 |  | 0.34 | [8 empty] | 71.91 |  |  |  |  | 0.00
1991 |  |  |  | 1465.40 |  |  | 2786 |  |  |  | 615 | [10 empty] | 36.89 |  |  |  | 36.89 | [5 empty] | 27.28 |  |  | 31.89 |  |  |  | 3.91 |  | 1.50 | [8 empty] | 61.61 |  |  |  |  | 0.00
1992 |  |  |  | 4095.95 |  |  | 7240 |  |  |  | 615 | [10 empty] | 74.85 |  |  |  | 80.22 | [5 empty] | 74.80 |  |  | 81.31 |  |  |  | 3.95 |  | 3.30 | [8 empty] | 16.48 |  |  |  |  | 5.37
1993 |  |  |  | 4498.15 |  |  | 7376 |  |  |  | 622 | [10 empty] | 82.29 |  |  |  | 83.72 | [5 empty] | 82.70 |  |  | 84.43 |  |  |  | 2.77 |  | 2.38 | [8 empty] | 13.89 |  |  |  |  | 1.44
1994 |  |  |  | 4181.11 |  |  | 7255 |  |  |  | 625 | [10 empty] | 75.62 |  |  |  | 79.11 | [5 empty] | 76.58 |  |  | 83.05 |  |  |  | 2.13 |  | 1.72 | [8 empty] | 19.17 |  |  |  |  | 3.49
1995 |  |  |  | 5193.85 |  |  | 8286 |  |  |  | 625 | [10 empty] | 94.47 |  |  |  | 94.88 | [5 empty] | 94.61 |  |  | 94.33 |  |  |  | 1.61 |  | 1.55 | [8 empty] | 3.57 |  |  |  |  | 0.41
1996 |  |  |  | 4707.35 |  |  | 7699 |  |  |  | 625 | [10 empty] | 84.98 |  |  |  | 85.74 | [5 empty] | 85.74 |  |  | 87.65 |  |  |  | 3.25 |  | 2.88 | [8 empty] | 11.38 |  |  |  |  | 0.76
1997 |  |  |  | 4152.78 |  |  | 7105 |  |  |  | 625 | [10 empty] | 75.23 |  |  |  | 75.92 | [5 empty] | 75.64 |  |  | 80.89 |  |  |  | 7.88 |  | 6.49 | [8 empty] | 17.59 |  |  |  |  | 0.68
1998 |  |  |  | 5019.39 |  |  | 8688 |  |  |  | 625 | [10 empty] | 90.49 |  |  |  | 91.70 | [5 empty] | 91.43 |  |  | 98.91 |  |  |  | 1.20 |  | 1.12 | [8 empty] | 7.18 |  |  |  |  | 1.21
1999 |  |  |  | 4235.45 |  |  | 7212 |  |  |  | 625 | [10 empty] | 76.55 |  |  |  | 77.42 | [5 empty] | 77.15 |  |  | 82.10 |  |  |  | 9.49 |  | 8.12 | [8 empty] | 14.46 |  |  |  |  | 0.87
2000 |  |  |  | 4415.35 |  |  | 7502 |  |  |  | 625 | [10 empty] | 79.95 |  |  |  | 80.43 | [5 empty] | 80.43 |  |  | 85.41 |  |  |  | 16.32 |  | 15.69 | [8 empty] | 3.89 |  |  |  |  | 0.48
2001 |  |  |  | 5240.97 |  |  | 8534 |  |  |  | 625 | [10 empty] | 91.45 |  |  |  | 92.02 | [5 empty] | 95.46 |  |  | 97.15 |  |  |  | 4.27 |  | 4.10 | [8 empty] | 3.88 |  |  |  |  | 0.57
2002 |  |  |  | 4413.96 |  |  | 7501 |  |  |  | 625 | [10 empty] | 80.82 |  |  |  | 80.82 | [5 empty] | 80.62 |  |  | 85.63 |  |  |  | 4.45 |  | 4.31 | [8 empty] | 14.88 |  |  |  |  | 0.00
2003 |  |  |  | 5045.34 |  |  | 8444 |  |  |  | 625 | [10 empty] | 92.04 |  |  |  | 92.15 | [5 empty] | 92.15 |  |  | 96.39 |  |  |  | 4.77 |  | 4.61 | [8 empty] | 3.23 |  |  |  |  | 0.11
2004 |  |  |  | 4115.67 |  |  | 7250 |  |  |  | 625 | [10 empty] | 75.33 |  |  |  | 75.36 | [5 empty] | 74.97 |  |  | 82.54 |  |  |  | 22.13 |  | 21.42 | [8 empty] | 3.22 |  |  |  |  | 0.03
2005 |  |  |  | 4262.48 |  |  | 7317 |  |  |  | 625 | [10 empty] | 77.95 |  |  |  | 77.95 | [5 empty] | 77.85 |  |  | 83.53 |  |  |  | 6.10 |  | 5.20 | [8 empty] | 16.84 |  |  |  |  | 0.00
2006 |  |  |  | 4603.97 |  |  | 8057 |  |  |  | 625 | [10 empty] | 85.22 |  |  |  | 85.22 | [5 empty] | 85.12 |  |  | 91.97 |  |  |  | 9.11 |  | 8.66 | [8 empty] | 6.12 |  |  |  |  | 0.00
2007 |  |  |  | 4617.34 |  |  | 8006 |  |  |  | 615 | [10 empty] | 85.83 |  |  |  | 85.83 | [5 empty] | 85.71 |  |  | 91.39 |  |  |  | 8.94 |  | 10.48 | [8 empty] | 3.69 |  |  |  |  | 0.00
2008 |  |  |  | 3879.33 |  |  | 7038 |  |  |  | 615 | [10 empty] | 72.11 |  |  |  | 72.11 | [5 empty] | 71.81 |  |  | 80.12 |  |  |  | 5.87 |  | 8.03 | [8 empty] | 19.87 |  |  |  |  | 0.00
2009 |  |  |  | 4750.20 |  |  | 8497 |  |  |  | 620 | [10 empty] | 87.70 |  |  |  | 87.78 | [5 empty] | 87.64 |  |  | 97.00 |  |  |  | 4.23 |  | 9.12 | [8 empty] | 3.10 |  |  |  |  | 0.07
2010 |  |  |  | 5000.04 |  |  | 8637 |  |  |  | 620 | [10 empty] | 92.80 |  |  |  | 94.43 | [5 empty] | 92.06 |  |  | 98.60 |  |  |  | 1.27 |  | 1.81 | [8 empty] | 3.76 |  |  |  |  | 1.63
2011 |  |  |  | 3920.77 |  |  | 6772 |  |  |  | 605 | [10 empty] | 73.23 |  |  |  | 73.23 | [5 empty] | 73.98 |  |  | 77.31 |  |  |  | 1.87 |  | 7.70 | [8 empty] | 19.07 |  |  |  |  | 0.00
2012 |  |  |  | 4158.33 |  |  | 7238 |  |  |  | 610 | [10 empty] | 77.15 |  |  |  | 77.15 | [5 empty] | 77.61 |  |  | 82.40 |  |  |  | 17.30 |  | 16.90 | [8 empty] | 5.95 |  |  |  |  | 0.00
2013 |  |  |  | 4756.06 |  |  | 8071 |  |  |  | 610 | [10 empty] | 87.70 |  |  |  | 87.70 | [5 empty] | 89.00 |  |  | 92.13 |  |  |  | 8.74 |  | 8.48 | [8 empty] | 3.82 |  |  |  |  | 0.00
2014 |  |  |  | 5228.25 |  |  | 8760 |  |  |  | 610 | [10 empty] | 96.22 |  |  |  | 96.22 | [5 empty] | 97.84 |  |  | 100.00 |  |  |  | 0.11 |  | 0.19 | [8 empty] | 3.59 |  |  |  |  | 0.00
2015 |  |  |  | 4191.06 |  |  | 7038 |  |  |  | 615 | [10 empty] | 77.11 |  |  |  | 77.19 | [5 empty] | 77.79 |  |  | 80.34 |  |  |  | 1.79 |  | 1.41 | [8 empty] | 21.41 |  |  |  |  | 0.08
2016 |  |  |  | 5262.55 |  |  | 8784 | [14 empty] | 96.35 |  |  |  | 96.35 | [5 empty] | 97.42 |  |  | 100.00 |  |  |  | 0.04 |  | 0.48 | [8 empty] | 3.16 |  |  |  |  | 0.00
2017 |  |  |  | 0.00 | [17 empty] | 93.14 |  |  |  | 93.17 | [5 empty] | 94.04 |  |  | 97.15 |  |  |  | 1.40 |  | 3.03 | [8 empty] | 3.80 |  |  |  |  | 0.03
2018 |  |  |  | 3805.18 |  |  | 6598 |  |  |  | 620 | [10 empty] | 70.39 |  |  |  | 70.55 | [5 empty] | 70.06 |  |  | 75.32 |  |  |  | 4.18 |  | 4.22 | [8 empty] | 25.23 |  |  |  |  | 0.16
2019 |  |  |  | 5242.90 |  |  | 8760 |  |  |  | 620 | [10 empty] | 95.96 |  |  |  | 96.03 | [5 empty] | 96.53 |  |  | 100.00 |  |  |  | 0.19 |  | 0.25 | [8 empty] | 3.72 |  |  |  |  | 0.07
2020 |  |  |  | 4993.67 |  |  | 8549 |  |  |  | 620 | [10 empty] | 91.65 |  |  |  | 91.89 | [5 empty] | 91.69 |  |  | 97.32 |  |  |  | 5.71 |  | 5.57 | [8 empty] | 2.55 |  |  |  |  | 0.23
2021 |  |  |  | 2054.15 |  |  | 3862 |  |  |  | 620 | [10 empty] | 38.85 |  |  |  | 38.88 | [5 empty] | 37.82 |  |  | 44.09 |  |  |  | 26.63 |  | 29.19 | [8 empty] | 31.94 |  |  |  |  | 0.02
2022 |  |  |  | 3697.11 |  |  | 6340 |  |  |  | 620 | [10 empty] | 68.65 |  |  |  | 68.93 | [5 empty] | 68.07 |  |  | 72.37 |  |  |  | 7.12 |  | 6.68 | [8 empty] | 24.39 |  |  |  |  | 0.29
2023 |  |  |  | 4391.00 |  |  | 7598 |  |  |  | 620 | [10 empty] | 81.19 |  |  |  | 83.86 | [5 empty] | 80.85 |  |  | 86.74 |  |  |  | 3.16 |  | 2.86 | [8 empty] | 13.28 |  |  |  |  | 2.66
Key Factors in Last 20 Years [%]
Energy Losses by Type
Full Outages, Analysis by Cause
[23 empty] | 2023 | [14 empty] | 1989 to 2023
Outage Cause | [22 empty] | Hours Lost | [14 empty] | Average hours lost per reactor-year
[23 empty] | Planned |  |  |  | Unplanned | [6 empty] | External |  |  |  | Planned |  |  |  | Unplanned | [11 empty] | External
A. |  | Plant equipment problem/failure | [39 empty] | 283
B. |  | Refuelling without maintenance | [20 empty] | 972 | [14 empty] | 66
C. |  | Inspection, maintenance or repair combined with refuelling | [35 empty] | 622 |  |  |  | 31
D. |  | Inspection, maintenance or repair without refuelling | [35 empty] | 157 |  |  |  | 4
E. |  | Testing of plant systems or components | [35 empty] | 1 |  |  |  | 4
J. |  | Grid limitation, failure or grid unavailability | [31 empty] | 190 | [19 empty] | 32
L. |  | Human factor related | [39 empty] | 22
S. |  | Fuel management limitation (including high flux tilt, stretch out or coast-down operation) | [35 empty] | 84 |  |  |  | 22
Z. |  | Other | [39 empty] | 43 | [11 empty] | 9
Subtotal | [22 empty] | 972 | [10 empty] | 190 |  |  |  | 930 |  |  |  | 409 | [11 empty] | 41
Total | [22 empty] | 1162 | [14 empty] | 1380
Equipment Related Unplanned Full Outages, Analysis by System
System | [22 empty] | 2023 | [14 empty] | 1989 to 2023
[23 empty] | Hours Lost | [14 empty] | Average hours lost per reactor-year
11. |  |  | Reactor and Accessories | [34 empty] | 36
12. |  |  | Reactor I&C Systems | [34 empty] | 11
15. |  |  | Reactor Cooling Systems | [34 empty] | 4
16. |  |  | Steam generation systems | [34 empty] | 21
21. |  |  | Fuel Handling and Storage Facilities | [34 empty] | 34
31. |  |  | Turbine and auxiliaries | [34 empty] | 110
32. |  |  | Feedwater and Main Steam System | [34 empty] | 90
41. |  |  | Main Generator Systems | [34 empty] | 17
42. |  |  | Electrical Power Supply Systems | [34 empty] | 51
Total | [37 empty] | 374

## HEYSHAM B-2
2023 Operating Experience
GB-22B | [8 empty] | HEYSHAM B-2 | [26 empty] | UNITED KINGDOM
Status at end of year | [7 empty] | : | Operational
Operator | [7 empty] | : | EDF UK (EDF Energy)
Owner | [7 empty] | : | EDF UK (EDF Energy)
Reactor Supplier | [7 empty] | : | NPC (NUCLEAR POWER CO., LTD.)
Turbine Supplier | [7 empty] | : | NEI.P (NEI PARSONS)
Reactor Unit Details | [27 empty] | Key Dates
Reactor type and model | [12 empty] | : |  |  | GCR / AGR | [11 empty] | Construction Date | [15 empty] | : |  |  | 1980-08-01
Thermal power | [12 empty] | : |  |  | 1550 | [8 empty] | MWth |  |  | Grid Date | [15 empty] | : |  |  | 1988-11-11
Gross electrical power | [12 empty] | : |  |  | 680 | [8 empty] | MWe |  |  | Commercial Date | [15 empty] | : |  |  | 1989-04-01
Reference unit power (net) | [12 empty] | : |  |  | 620 | [8 empty] | MWe |  |  | Age at end of year | [15 empty] | : |  |  | 35 years
Design Characteristics
| Primary Systems | [28 empty] | Operating coolant pressure [MPa] | [15 empty] | : |  |  | 4.3
| Reactor vessel centreline orientation | [13 empty] | : |  |  | Vertical | [11 empty] | Reactor outlet temperature [°C] | [15 empty] | : |  |  | 635
| Fuel material | [13 empty] | : |  |  | UO2 | [11 empty] | Number of SG | [15 empty] | : |  |  | 4
| Refuelling type | [13 empty] | : |  |  | ON-line | [11 empty] | Containment type | [15 empty] | : |  |  | NA
| Moderator material | [13 empty] | : |  |  | GRAPHITE | [11 empty] | Containment design pressure [MPa] | [15 empty] | : |  |  | NA
| Average fuel enrichment [% of U235] | [13 empty] | : |  |  | - | [11 empty] | Secondary systems
| Refuelling frequency [month] | [13 empty] | : |  |  | 2 | [11 empty] | Number of turbine-generators per unit/reactor | [15 empty] | : |  |  | 1
| Part of the core refuelled [%] | [13 empty] | : |  |  | 3 | [11 empty] | Turbine speed [rpm] | [15 empty] | : |  |  | 3000
| Average discharge burnup [MWd/t] | [13 empty] | : |  |  | 27000 | [11 empty] | Number of LP cylinders per turbine | [15 empty] | : |  |  | 3
| Active core diameter [m] | [13 empty] | : |  |  | 9.46 | [11 empty] | HP cylinder inlet steam pressure [MPa] | [15 empty] | : |  |  | 15.9
| Active core height/length [m] | [13 empty] | : |  |  | 8.31 | [11 empty] | Output voltage [kV] | [15 empty] | : |  |  | 23.5
| Number of fissile fuel assemblies/bundles | [13 empty] | : |  |  | 332 | [11 empty] | Primary means of condenser cooling | [15 empty] | : |  |  | Sea (once-through)
| Fuel linear heat generation rate [kW/m] | [13 empty] | : |  |  | 16.8 | [11 empty] | Number of main condensate pumps | [15 empty] | : |  |  | 2
| Number of control rod assemblies | [13 empty] | : |  |  | 89 | [11 empty] | Number of FW pumps for full power operation | [15 empty] | : |  |  | 1
| Number of external reactor coolant loops | [13 empty] | : |  |  | NA | [11 empty] | Number of on-site safety related diesel generators | [15 empty] | : |  |  | 8
| Coolant type | [13 empty] | : |  |  | CO2 | [11 empty] | Non-electrical applications | [15 empty] | : |  |  | none
Annual Production Results (2023)
Net Energy Production | [18 empty] | : | 3168.39 GW(e).h | [8 empty] | Forced Loss Rate (FLR) | [15 empty] | : |  |  | 1.6 %
Energy Availability Factor (EAF) | [18 empty] | : | 59.04 % | [8 empty] | Unplanned Capability Loss Factor (UCL) | [15 empty] | : |  |  | 9.01 %
Unit Capability Factor (UCF) | [18 empty] | : | 59.08 % | [8 empty] | Planned Unavailability Factor (PUF) | [15 empty] | : |  |  | 31.91 %
Load Factor (LF) | [18 empty] | : | 58.34 % | [8 empty] | Externally cause unavailability (XUF) | [15 empty] | : |  |  | 0.04 %
Operating Factor (OF) | [18 empty] | : | 62.07 % | [8 empty] | Total off-line time | [15 empty] | : |  |  | 3323 hours
Annual Summary
[5 empty] | Jan | Feb |  |  |  | Mar |  | Apr | [8 empty] | May |  |  | Jun | [6 empty] | Jul |  | Aug |  |  |  | Sep |  |  | Oct |  |  | Nov | [9 empty] | Dec |  |  | Annual
GW(e)-h |  |  |  |  | 196.70 | 26.17 |  |  |  | 457.98 |  | 440.03 | [8 empty] | 58.86 |  |  | -3.02 | [6 empty] | 33.25 |  | 437.24 |  |  |  | 429.95 |  |  | 454.29 |  |  | 176.30 | [9 empty] | 460.63 |  |  | 3168.39
EAF [%] |  |  |  |  | 43.88 | 8.07 |  |  |  | 99.42 |  | 98.57 | [8 empty] | 13.63 |  |  | 0.00 | [6 empty] | 9.84 |  | 94.79 |  |  |  | 96.32 |  |  | 98.35 |  |  | 40.89 | [9 empty] | 99.73 |  |  | 59.04
UCF [%] |  |  |  |  | 43.88 | 8.07 |  |  |  | 99.42 |  | 98.60 | [8 empty] | 13.65 |  |  | 0.00 | [6 empty] | 9.84 |  | 94.79 |  |  |  | 96.47 |  |  | 98.59 |  |  | 40.90 | [9 empty] | 99.73 |  |  | 59.08
LF [%] |  |  |  |  | 42.64 | 6.28 |  |  |  | 99.42 |  | 98.57 | [8 empty] | 12.76 |  |  | -0.68 | [6 empty] | 7.21 |  | 94.79 |  |  |  | 96.32 |  |  | 98.35 |  |  | 39.49 | [9 empty] | 99.86 |  |  | 58.34
OF [%] |  |  |  |  | 48.39 | 13.39 |  |  |  | 100.00 |  | 100.00 | [8 empty] | 14.11 |  |  | 0.00 | [6 empty] | 15.59 |  | 100.00 |  |  |  | 100.00 |  |  | 100.00 |  |  | 48.61 | [9 empty] | 100.00 |  |  | 62.07
FLR [%] |  |  |  |  | 0.00 | 0.00 |  |  |  | 0.00 |  | 0.00 | [8 empty] | 0.00 |  |  | 0.00 | [6 empty] | 1.32 |  | 5.21 |  |  |  | 3.37 |  |  | 0.00 |  |  | 6.48 | [9 empty] | 0.00 |  |  | 1.60
UCL [%] |  |  |  |  | 0.86 | 71.12 |  |  |  | 0.00 |  | 0.00 | [8 empty] | 0.00 |  |  | 0.00 | [6 empty] | 29.82 |  | 5.21 |  |  |  | 3.37 |  |  | 0.00 |  |  | 2.83 | [9 empty] | 0.00 |  |  | 9.01
PUF [%] |  |  |  |  | 55.26 | 20.81 |  |  |  | 0.58 |  | 1.40 | [8 empty] | 86.35 |  |  | 100.00 | [6 empty] | 60.34 |  | 0.00 |  |  |  | 0.16 |  |  | 1.41 |  |  | 56.26 | [9 empty] | 0.27 |  |  | 31.91
XUF [%] |  |  |  |  | 0.00 | 0.00 |  |  |  | 0.00 |  | 0.03 | [8 empty] | 0.01 |  |  | 0.00 | [6 empty] | 0.00 |  | 0.00 |  |  |  | 0.16 |  |  | 0.24 |  |  | 0.01 | [9 empty] | 0.00 |  |  | 0.04
Historical Summary
Lifetime energy generation | [13 empty] | : |  |  | 142307.7 GW(e).h | [11 empty] | Cumulative Forced Loss Rate (FLR) | [21 empty] | : | 6.22 %
Cumulative Energy Availability Factor (EAF) | [13 empty] | : |  |  | 77.49 % | [11 empty] | Cumulative Unplanned Capability Loss Factor (UCL) | [21 empty] | : | 7.53 %
Cumulative Unit Capability Factor (UCF) | [13 empty] | : |  |  | 78.31 % | [11 empty] | Cumulative Planned Unavailability Factor (PUF) | [21 empty] | : | 14.16 %
Cumulative Load Factor (LF) | [13 empty] | : |  |  | 76.82 % | [11 empty] | Cumulative Externally cause unavailability (XUF) | [21 empty] | : | 0.82 %
Cumulative Operating Factor (OF) | [13 empty] | : |  |  | 81.96 %
Electricity Production (net) [GWh]
Performance for Years of Commercial Operation
Year |  |  |  | Energy |  |  | Time Online |  |  |  | Reference Unit Power | [10 empty] | EAF |  |  |  | UCF | [5 empty] | LF |  |  | OF |  |  |  | FLR |  | UCL | [8 empty] | PUF |  |  |  |  | XUF
|  |  |  | [GW-h] |  |  | [Hours] |  |  |  | [MW] | [10 empty] | [%] |  |  |  | [%] | [5 empty] | [%] |  |  | [%] |  |  |  | [%] |  | [%] | [8 empty] | [%] |  |  |  |  | [%]
1989 |  |  |  | 3825.57 |  |  | 6989 |  |  |  | 615 | [10 empty] | 74.41 |  |  |  | 74.41 | [5 empty] | 63.81 |  |  | 73.90 |  |  |  | 0.00 |  | 0.00 | [8 empty] | 25.59 |  |  |  |  | 0.00
1990 |  |  |  | 783.97 |  |  | 1901 |  |  |  | 615 | [10 empty] | 14.92 |  |  |  | 14.92 | [5 empty] | 14.59 |  |  | 21.76 |  |  |  | 0.00 |  | 0.00 | [8 empty] | 85.08 |  |  |  |  | 0.00
1991 |  |  |  | 2423.97 |  |  | 4453 |  |  |  | 615 | [10 empty] | 53.43 |  |  |  | 53.66 | [5 empty] | 45.12 |  |  | 50.97 |  |  |  | 3.43 |  | 1.91 | [8 empty] | 44.43 |  |  |  |  | 0.23
1992 |  |  |  | 3486.52 |  |  | 6198 |  |  |  | 615 | [10 empty] | 64.72 |  |  |  | 66.40 | [5 empty] | 63.67 |  |  | 69.61 |  |  |  | 1.13 |  | 0.76 | [8 empty] | 32.84 |  |  |  |  | 1.68
1993 |  |  |  | 4384.85 |  |  | 7125 |  |  |  | 622 | [10 empty] | 79.59 |  |  |  | 91.61 | [5 empty] | 80.62 |  |  | 81.56 |  |  |  | 1.63 |  | 1.52 | [8 empty] | 6.88 |  |  |  |  | 12.02
1994 |  |  |  | 4435.32 |  |  | 7723 |  |  |  | 625 | [10 empty] | 80.75 |  |  |  | 83.96 | [5 empty] | 81.23 |  |  | 88.40 |  |  |  | 7.89 |  | 7.19 | [8 empty] | 8.85 |  |  |  |  | 3.21
1995 |  |  |  | 4498.83 |  |  | 7249 |  |  |  | 625 | [10 empty] | 82.30 |  |  |  | 82.22 | [5 empty] | 81.95 |  |  | 82.53 |  |  |  | 7.24 |  | 6.41 | [8 empty] | 11.37 |  |  |  |  | -0.08
1996 |  |  |  | 4265.35 |  |  | 7103 |  |  |  | 625 | [10 empty] | 78.39 |  |  |  | 78.58 | [5 empty] | 77.69 |  |  | 80.86 |  |  |  | 13.73 |  | 12.50 | [8 empty] | 8.92 |  |  |  |  | 0.19
1997 |  |  |  | 4780.70 |  |  | 8021 |  |  |  | 625 | [10 empty] | 85.46 |  |  |  | 87.35 | [5 empty] | 87.08 |  |  | 91.31 |  |  |  | 1.26 |  | 1.12 | [8 empty] | 11.53 |  |  |  |  | 1.89
1998 |  |  |  | 4209.73 |  |  | 7574 |  |  |  | 625 | [10 empty] | 76.15 |  |  |  | 76.95 | [5 empty] | 76.68 |  |  | 86.22 |  |  |  | 6.77 |  | 5.59 | [8 empty] | 17.46 |  |  |  |  | 0.80
1999 |  |  |  | 2987.21 |  |  | 4987 |  |  |  | 625 | [10 empty] | 54.59 |  |  |  | 54.69 | [5 empty] | 54.41 |  |  | 56.77 |  |  |  | 44.43 |  | 43.72 | [8 empty] | 1.59 |  |  |  |  | 0.09
2000 |  |  |  | 5001.88 |  |  | 8660 |  |  |  | 625 | [10 empty] | 90.49 |  |  |  | 91.11 | [5 empty] | 91.11 |  |  | 98.59 |  |  |  | 3.12 |  | 2.94 | [8 empty] | 5.95 |  |  |  |  | 0.62
2001 |  |  |  | 4234.22 |  |  | 7103 |  |  |  | 625 | [10 empty] | 90.80 |  |  |  | 91.44 | [5 empty] | 77.13 |  |  | 80.86 |  |  |  | 4.46 |  | 4.27 | [8 empty] | 4.29 |  |  |  |  | 0.63
2002 |  |  |  | 5010.34 |  |  | 8521 |  |  |  | 625 | [10 empty] | 91.53 |  |  |  | 91.53 | [5 empty] | 91.51 |  |  | 97.27 |  |  |  | 3.78 |  | 3.87 | [8 empty] | 4.60 |  |  |  |  | 0.00
2003 |  |  |  | 4582.83 |  |  | 7712 |  |  |  | 625 | [10 empty] | 83.75 |  |  |  | 83.91 | [5 empty] | 83.70 |  |  | 88.04 |  |  |  | 14.27 |  | 14.06 | [8 empty] | 2.04 |  |  |  |  | 0.15
2004 |  |  |  | 4244.16 |  |  | 7383 |  |  |  | 625 | [10 empty] | 77.48 |  |  |  | 77.48 | [5 empty] | 77.31 |  |  | 84.05 |  |  |  | 7.02 |  | 7.63 | [8 empty] | 14.89 |  |  |  |  | 0.00
2005 |  |  |  | 5056.80 |  |  | 8564 |  |  |  | 625 | [10 empty] | 92.32 |  |  |  | 92.32 | [5 empty] | 92.36 |  |  | 97.76 |  |  |  | 3.29 |  | 3.21 | [8 empty] | 4.47 |  |  |  |  | 0.00
2006 |  |  |  | 4816.70 |  |  | 8293 |  |  |  | 625 | [10 empty] | 89.08 |  |  |  | 89.08 | [5 empty] | 89.05 |  |  | 94.67 |  |  |  | 4.91 |  | 4.79 | [8 empty] | 6.14 |  |  |  |  | 0.00
2007 |  |  |  | 4046.74 |  |  | 7104 |  |  |  | 615 | [10 empty] | 74.92 |  |  |  | 74.92 | [5 empty] | 75.11 |  |  | 81.10 |  |  |  | 3.81 |  | 5.74 | [8 empty] | 19.34 |  |  |  |  | 0.00
2008 |  |  |  | 4709.31 |  |  | 8252 |  |  |  | 620 | [10 empty] | 86.70 |  |  |  | 86.71 | [5 empty] | 86.65 |  |  | 93.94 |  |  |  | 9.64 |  | 9.82 | [8 empty] | 3.47 |  |  |  |  | 0.01
2009 |  |  |  | 4012.10 |  |  | 7268 |  |  |  | 620 | [10 empty] | 74.22 |  |  |  | 76.77 | [5 empty] | 73.87 |  |  | 82.97 |  |  |  | 15.69 |  | 16.80 | [8 empty] | 6.43 |  |  |  |  | 2.55
2010 |  |  |  | 1437.40 |  |  | 2719 |  |  |  | 620 | [10 empty] | 27.24 |  |  |  | 27.24 | [5 empty] | 26.47 |  |  | 31.04 |  |  |  | 12.02 |  | 56.55 | [8 empty] | 16.21 |  |  |  |  | 0.00
2011 |  |  |  | 4545.68 |  |  | 7968 |  |  |  | 605 | [10 empty] | 84.99 |  |  |  | 84.99 | [5 empty] | 85.77 |  |  | 90.96 |  |  |  | 11.75 |  | 11.39 | [8 empty] | 3.62 |  |  |  |  | 0.00
2012 |  |  |  | 5214.03 |  |  | 8784 |  |  |  | 610 | [10 empty] | 95.80 |  |  |  | 95.86 | [5 empty] | 97.31 |  |  | 100.00 |  |  |  | 0.15 |  | 0.42 | [8 empty] | 3.72 |  |  |  |  | 0.06
2013 |  |  |  | 4057.17 |  |  | 6945 |  |  |  | 610 | [10 empty] | 75.17 |  |  |  | 75.17 | [5 empty] | 75.93 |  |  | 79.28 |  |  |  | 1.42 |  | 1.20 | [8 empty] | 23.63 |  |  |  |  | 0.00
2014 |  |  |  | 5211.77 |  |  | 8713 |  |  |  | 610 | [10 empty] | 95.26 |  |  |  | 95.26 | [5 empty] | 97.53 |  |  | 99.46 |  |  |  | 0.80 |  | 0.77 | [8 empty] | 3.97 |  |  |  |  | 0.00
2015 |  |  |  | 5249.04 |  |  | 8760 |  |  |  | 615 | [10 empty] | 96.20 |  |  |  | 96.27 | [5 empty] | 97.43 |  |  | 100.00 |  |  |  | 0.07 |  | 0.07 | [8 empty] | 3.65 |  |  |  |  | 0.07
2016 |  |  |  | 4319.05 |  |  | 7214 | [14 empty] | 79.08 |  |  |  | 79.09 | [5 empty] | 79.95 |  |  | 82.13 |  |  |  | 0.58 |  | 0.46 | [8 empty] | 20.45 |  |  |  |  | 0.01
2017 |  |  |  | 0.00 | [17 empty] | 95.49 |  |  |  | 95.56 | [5 empty] | 96.19 |  |  | 100.00 |  |  |  | 0.24 |  | 0.56 | [8 empty] | 3.88 |  |  |  |  | 0.07
2018 |  |  |  | 5116.17 |  |  | 8624 |  |  |  | 620 | [10 empty] | 94.20 |  |  |  | 94.50 | [5 empty] | 94.20 |  |  | 98.45 |  |  |  | 1.79 |  | 1.80 | [8 empty] | 3.70 |  |  |  |  | 0.30
2019 |  |  |  | 5042.29 |  |  | 8635 |  |  |  | 620 | [10 empty] | 92.82 |  |  |  | 93.07 | [5 empty] | 92.84 |  |  | 98.57 |  |  |  | 2.28 |  | 2.57 | [8 empty] | 4.37 |  |  |  |  | 0.25
2020 |  |  |  | 3948.62 |  |  | 6782 |  |  |  | 620 | [10 empty] | 72.85 |  |  |  | 73.05 | [5 empty] | 72.50 |  |  | 77.21 |  |  |  | 3.60 |  | 7.35 | [8 empty] | 19.61 |  |  |  |  | 0.20
2021 |  |  |  | 3733.11 |  |  | 7143 |  |  |  | 620 | [10 empty] | 69.21 |  |  |  | 72.26 | [5 empty] | 68.73 |  |  | 81.54 |  |  |  | 8.52 |  | 13.01 | [8 empty] | 14.73 |  |  |  |  | 3.05
2022 |  |  |  | 4213.26 |  |  | 7249 |  |  |  | 620 | [10 empty] | 77.88 |  |  |  | 78.14 | [5 empty] | 77.58 |  |  | 82.75 |  |  |  | 2.42 |  | 1.94 | [8 empty] | 19.92 |  |  |  |  | 0.26
2023 |  |  |  | 3168.39 |  |  | 5437 |  |  |  | 620 | [10 empty] | 59.04 |  |  |  | 59.08 | [5 empty] | 58.34 |  |  | 62.07 |  |  |  | 1.60 |  | 9.01 | [8 empty] | 31.91 |  |  |  |  | 0.04
Key Factors in Last 20 Years [%]
Energy Losses by Type
Full Outages, Analysis by Cause
[23 empty] | 2023 | [14 empty] | 1989 to 2023
Outage Cause | [22 empty] | Hours Lost | [14 empty] | Average hours lost per reactor-year
[23 empty] | Planned |  |  |  | Unplanned | [6 empty] | External |  |  |  | Planned |  |  |  | Unplanned | [11 empty] | External
A. |  | Plant equipment problem/failure | [24 empty] | 532 | [14 empty] | 476
B. |  | Refuelling without maintenance | [20 empty] | 894 | [14 empty] | 89 |  |  |  | 4
C. |  | Inspection, maintenance or repair combined with refuelling | [20 empty] | 1808 | [14 empty] | 642 |  |  |  | 14
D. |  | Inspection, maintenance or repair without refuelling | [35 empty] | 211
E. |  | Testing of plant systems or components | [39 empty] | 6
J. |  | Grid limitation, failure or grid unavailability | [51 empty] | 34
L. |  | Human factor related | [39 empty] | 5
P. |  | Fire | [39 empty] | 1
S. |  | Fuel management limitation (including high flux tilt, stretch out or coast-down operation) | [35 empty] | 14 |  |  |  | 37
Z. |  | Other | [24 empty] | 271 | [14 empty] | 23 | [11 empty] | 31
Subtotal | [22 empty] | 2702 |  |  |  | 803 | [10 empty] | 956 |  |  |  | 566 | [11 empty] | 65
Total | [22 empty] | 3505 | [14 empty] | 1587
Equipment Related Unplanned Full Outages, Analysis by System
System | [22 empty] | 2023 | [14 empty] | 1989 to 2023
[23 empty] | Hours Lost | [14 empty] | Average hours lost per reactor-year
11. |  |  | Reactor and Accessories | [34 empty] | 18
12. |  |  | Reactor I&C Systems | [34 empty] | 10
15. |  |  | Reactor Cooling Systems | [34 empty] | 0
16. |  |  | Steam generation systems | [34 empty] | 14
17. |  |  | Safety I&C Systems (excluding reactor I&C) | [34 empty] | 2
21. |  |  | Fuel Handling and Storage Facilities | [34 empty] | 56
31. |  |  | Turbine and auxiliaries | [19 empty] | 532 | [14 empty] | 202
32. |  |  | Feedwater and Main Steam System | [34 empty] | 29
33. |  |  | Circulating Water System | [34 empty] | 127
41. |  |  | Main Generator Systems | [34 empty] | 77
42. |  |  | Electrical Power Supply Systems | [34 empty] | 9
Total | [22 empty] | 532 | [14 empty] | 544
Highlights (2023)
Carried out a statutory outage

## SIZEWELL B
2023 Operating Experience
GB-24 | [8 empty] | SIZEWELL B | [26 empty] | UNITED KINGDOM
Status at end of year | [7 empty] | : | Operational
Operator | [7 empty] | : | EDF UK (EDF Energy)
Owner | [7 empty] | : | EDF UK (EDF Energy)
Reactor Supplier | [7 empty] | : | PPC (PWR POWER PROJECTS, Ltd.)
Turbine Supplier | [7 empty] | : | GEC (GENERAL ELECTRIC COMPANY (UK))
Reactor Unit Details | [27 empty] | Key Dates
Reactor type and model | [12 empty] | : |  |  | PWR / SNUPPS | [11 empty] | Construction Date | [15 empty] | : |  |  | 1988-07-18
Thermal power | [12 empty] | : |  |  | 3425 | [8 empty] | MWth |  |  | Grid Date | [15 empty] | : |  |  | 1995-02-14
Gross electrical power | [12 empty] | : |  |  | 1250 | [8 empty] | MWe |  |  | Commercial Date | [15 empty] | : |  |  | 1995-09-22
Reference unit power (net) | [12 empty] | : |  |  | 1198 | [8 empty] | MWe |  |  | Age at end of year | [15 empty] | : |  |  | 28 years
Design Characteristics
| Primary Systems | [28 empty] | Operating coolant pressure [MPa] | [15 empty] | : |  |  | 15.01
| Reactor vessel centreline orientation | [13 empty] | : |  |  | Vertical | [11 empty] | Reactor outlet temperature [°C] | [15 empty] | : |  |  | 323.4
| Fuel material | [13 empty] | : |  |  | UO2 | [11 empty] | Number of SG | [15 empty] | : |  |  | 4
| Refuelling type | [13 empty] | : |  |  | OFF-line | [11 empty] | Containment type | [15 empty] | : |  |  | Double
| Moderator material | [13 empty] | : |  |  | H2O | [11 empty] | Containment design pressure [MPa] | [15 empty] | : |  |  | 0.35
| Average fuel enrichment [% of U235] | [13 empty] | : |  |  | - | [11 empty] | Secondary systems
| Refuelling frequency [month] | [13 empty] | : |  |  | 18 | [11 empty] | Number of turbine-generators per unit/reactor | [15 empty] | : |  |  | 2
| Part of the core refuelled [%] | [13 empty] | : |  |  | 43 | [11 empty] | Turbine speed [rpm] | [15 empty] | : |  |  | 3000
| Average discharge burnup [MWd/t] | [13 empty] | : |  |  | 33000 | [11 empty] | Number of LP cylinders per turbine | [15 empty] | : |  |  | 3
| Active core diameter [m] | [13 empty] | : |  |  | 3.37 | [11 empty] | HP cylinder inlet steam pressure [MPa] | [15 empty] | : |  |  | 6.71
| Active core height/length [m] | [13 empty] | : |  |  | 3.66 | [11 empty] | Output voltage [kV] | [15 empty] | : |  |  | 23.5
| Number of fissile fuel assemblies/bundles | [13 empty] | : |  |  | 193 | [11 empty] | Primary means of condenser cooling | [15 empty] | : |  |  | Sea (once-through)
| Fuel linear heat generation rate [kW/m] | [13 empty] | : |  |  | 17.8 | [11 empty] | Number of main condensate pumps | [15 empty] | : |  |  | 4
| Number of control rod assemblies | [13 empty] | : |  |  | 53 | [11 empty] | Number of FW pumps for full power operation | [15 empty] | : |  |  | 4
| Number of external reactor coolant loops | [13 empty] | : |  |  | 4 | [11 empty] | Number of on-site safety related diesel generators | [15 empty] | : |  |  | 6
| Coolant type | [13 empty] | : |  |  | H2O | [11 empty] | Non-electrical applications | [15 empty] | : |  |  | none
Annual Production Results (2023)
Net Energy Production | [18 empty] | : | 7676.68 GW(e).h | [8 empty] | Forced Loss Rate (FLR) | [15 empty] | : |  |  | 0.6 %
Energy Availability Factor (EAF) | [18 empty] | : | 73.39 % | [8 empty] | Unplanned Capability Loss Factor (UCL) | [15 empty] | : |  |  | 6.9 %
Unit Capability Factor (UCF) | [18 empty] | : | 73.67 % | [8 empty] | Planned Unavailability Factor (PUF) | [15 empty] | : |  |  | 19.43 %
Load Factor (LF) | [18 empty] | : | 73.15 % | [8 empty] | Externally cause unavailability (XUF) | [15 empty] | : |  |  | 0.28 %
Operating Factor (OF) | [18 empty] | : | 74.95 % | [8 empty] | Total off-line time | [15 empty] | : |  |  | 2194 hours
Annual Summary
[5 empty] | Jan | Feb |  |  |  | Mar |  | Apr | [8 empty] | May |  |  | Jun | [6 empty] | Jul |  | Aug |  |  |  | Sep |  |  | Oct |  |  | Nov | [9 empty] | Dec |  |  | Annual
GW(e)-h |  |  |  |  | 895.53 | 433.02 |  |  |  | -5.21 |  | -13.90 | [8 empty] | 294.25 |  |  | 811.66 | [6 empty] | 883.39 |  | 882.96 |  |  |  | 851.90 |  |  | 886.25 |  |  | 863.09 | [9 empty] | 893.73 |  |  | 7676.68
EAF [%] |  |  |  |  | 100.00 | 53.97 |  |  |  | 0.00 |  | 0.00 | [8 empty] | 34.35 |  |  | 94.10 | [6 empty] | 99.11 |  | 99.06 |  |  |  | 98.76 |  |  | 99.30 |  |  | 99.97 | [9 empty] | 100.00 |  |  | 73.39
UCF [%] |  |  |  |  | 100.00 | 53.97 |  |  |  | 0.00 |  | 0.00 | [8 empty] | 34.41 |  |  | 94.55 | [6 empty] | 99.99 |  | 99.91 |  |  |  | 99.50 |  |  | 99.65 |  |  | 100.00 | [9 empty] | 100.00 |  |  | 73.67
LF [%] |  |  |  |  | 100.47 | 53.79 |  |  |  | -0.58 |  | -1.61 | [8 empty] | 33.01 |  |  | 94.10 | [6 empty] | 99.11 |  | 99.06 |  |  |  | 98.76 |  |  | 99.30 |  |  | 100.06 | [9 empty] | 100.27 |  |  | 73.15
OF [%] |  |  |  |  | 100.00 | 58.48 |  |  |  | 0.00 |  | 0.00 | [8 empty] | 39.25 |  |  | 100.00 | [6 empty] | 100.00 |  | 100.00 |  |  |  | 100.00 |  |  | 100.00 |  |  | 100.00 | [9 empty] | 100.00 |  |  | 74.95
FLR [%] |  |  |  |  | 0.00 | 0.00 |  |  |  | 0.00 |  | 0.00 | [8 empty] | 0.00 |  |  | 5.42 | [6 empty] | 0.00 |  | 0.00 |  |  |  | 0.00 |  |  | 0.00 |  |  | 0.00 | [9 empty] | 0.00 |  |  | 0.60
UCL [%] |  |  |  |  | 0.00 | 0.00 |  |  |  | 0.00 |  | 10.72 | [8 empty] | 65.58 |  |  | 5.42 | [6 empty] | 0.00 |  | 0.00 |  |  |  | 0.00 |  |  | 0.00 |  |  | 0.00 | [9 empty] | 0.00 |  |  | 6.90
PUF [%] |  |  |  |  | 0.00 | 46.03 |  |  |  | 100.00 |  | 89.28 | [8 empty] | 0.01 |  |  | 0.02 | [6 empty] | 0.01 |  | 0.09 |  |  |  | 0.50 |  |  | 0.35 |  |  | 0.00 | [9 empty] | 0.00 |  |  | 19.43
XUF [%] |  |  |  |  | 0.00 | 0.00 |  |  |  | 0.00 |  | 0.00 | [8 empty] | 0.06 |  |  | 0.46 | [6 empty] | 0.88 |  | 0.85 |  |  |  | 0.74 |  |  | 0.35 |  |  | 0.03 | [9 empty] | 0.00 |  |  | 0.28
Historical Summary
Lifetime energy generation | [13 empty] | : |  |  | 224330.73 GW(e).h | [11 empty] | Cumulative Forced Loss Rate (FLR) | [21 empty] | : | 5.19 %
Cumulative Energy Availability Factor (EAF) | [13 empty] | : |  |  | 83.78 % | [11 empty] | Cumulative Unplanned Capability Loss Factor (UCL) | [21 empty] | : | 6.95 %
Cumulative Unit Capability Factor (UCF) | [13 empty] | : |  |  | 84.57 % | [11 empty] | Cumulative Planned Unavailability Factor (PUF) | [21 empty] | : | 8.48 %
Cumulative Load Factor (LF) | [13 empty] | : |  |  | 83.14 % | [11 empty] | Cumulative Externally cause unavailability (XUF) | [21 empty] | : | 0.79 %
Cumulative Operating Factor (OF) | [13 empty] | : |  |  | 85.91 %
Electricity Production (net) [GWh]
Performance for Years of Commercial Operation
Year |  |  |  | Energy |  |  | Time Online |  |  |  | Reference Unit Power | [10 empty] | EAF |  |  |  | UCF | [5 empty] | LF |  |  | OF |  |  |  | FLR |  | UCL | [8 empty] | PUF |  |  |  |  | XUF
|  |  |  | [GW-h] |  |  | [Hours] |  |  |  | [MW] | [10 empty] | [%] |  |  |  | [%] | [5 empty] | [%] |  |  | [%] |  |  |  | [%] |  | [%] | [8 empty] | [%] |  |  |  |  | [%]
1995 |  |  |  | 0.00 |  |  | 0 |  |  |  | 1188 | [10 empty] | 99.79 |  |  |  | 100.00 | [5 empty] | 0.00 |  |  | 0.00 |  |  |  | 0.00 |  | 0.00 | [8 empty] | 0.00 |  |  |  |  | 0.21
1996 |  |  |  | 8488.47 |  |  | 7367 |  |  |  | 1188 | [10 empty] | 81.38 |  |  |  | 81.34 | [5 empty] | 81.34 |  |  | 83.87 |  |  |  | 5.51 |  | 4.74 | [8 empty] | 13.91 |  |  |  |  | -0.04
1997 |  |  |  | 8469.81 |  |  | 6992 |  |  |  | 1188 | [10 empty] | 81.51 |  |  |  | 81.44 | [5 empty] | 81.16 |  |  | 79.60 |  |  |  | 5.68 |  | 4.91 | [8 empty] | 13.65 |  |  |  |  | -0.07
1998 |  |  |  | 10123.09 |  |  | 8705 |  |  |  | 1188 | [10 empty] | 97.38 |  |  |  | 97.28 | [5 empty] | 97.01 |  |  | 99.10 |  |  |  | 2.71 |  | 2.71 | [8 empty] | 0.01 |  |  |  |  | -0.10
1999 |  |  |  | 7959.01 |  |  | 7134 |  |  |  | 1188 | [10 empty] | 76.53 |  |  |  | 76.54 | [5 empty] | 76.27 |  |  | 81.22 |  |  |  | 11.22 |  | 9.68 | [8 empty] | 13.78 |  |  |  |  | 0.01
2000 |  |  |  | 8527.18 |  |  | 7612 |  |  |  | 1188 | [10 empty] | 81.62 |  |  |  | 81.71 | [5 empty] | 81.71 |  |  | 86.66 |  |  |  | 9.10 |  | 8.18 | [8 empty] | 10.10 |  |  |  |  | 0.09
2001 |  |  |  | 9197.96 |  |  | 7784 |  |  |  | 1188 | [10 empty] | 77.17 |  |  |  | 77.44 | [5 empty] | 88.14 |  |  | 88.62 |  |  |  | 12.71 |  | 11.28 | [8 empty] | 11.28 |  |  |  |  | 0.27
2002 |  |  |  | 9195.04 |  |  | 7862 |  |  |  | 1188 | [10 empty] | 88.48 |  |  |  | 88.90 | [5 empty] | 88.36 |  |  | 89.75 |  |  |  | 2.36 |  | 2.15 | [8 empty] | 8.95 |  |  |  |  | 0.42
2003 |  |  |  | 8854.19 |  |  | 7613 |  |  |  | 1188 | [10 empty] | 88.74 |  |  |  | 89.26 | [5 empty] | 85.08 |  |  | 86.91 |  |  |  | 2.36 |  | 2.16 | [8 empty] | 8.58 |  |  |  |  | 0.52
2004 |  |  |  | 9329.11 |  |  | 8685 |  |  |  | 1188 | [10 empty] | 89.42 |  |  |  | 89.42 | [5 empty] | 89.40 |  |  | 98.87 |  |  |  | 9.72 |  | 9.63 | [8 empty] | 0.94 |  |  |  |  | 0.00
2005 |  |  |  | 8696.25 |  |  | 7476 |  |  |  | 1188 | [10 empty] | 83.93 |  |  |  | 83.93 | [5 empty] | 83.56 |  |  | 85.34 |  |  |  | 0.00 |  | 4.53 | [8 empty] | 11.54 |  |  |  |  | 0.00
2006 |  |  |  | 8908.26 |  |  | 7570 |  |  |  | 1196 | [10 empty] | 85.25 |  |  |  | 85.25 | [5 empty] | 85.17 |  |  | 86.42 |  |  |  | 0.33 |  | 0.28 | [8 empty] | 14.47 |  |  |  |  | 0.00
2007 |  |  |  | 10264.31 |  |  | 8760 |  |  |  | 1188 | [10 empty] | 98.46 |  |  |  | 98.46 | [5 empty] | 98.47 |  |  | 100.00 |  |  |  | 0.38 |  | 0.38 | [8 empty] | 1.16 |  |  |  |  | 0.00
2008 |  |  |  | 9301.23 |  |  | 8097 |  |  |  | 1188 | [10 empty] | 89.23 |  |  |  | 89.23 | [5 empty] | 89.13 |  |  | 92.18 |  |  |  | 2.05 |  | 2.06 | [8 empty] | 8.71 |  |  |  |  | 0.00
2009 |  |  |  | 9094.88 |  |  | 7863 |  |  |  | 1188 | [10 empty] | 87.35 |  |  |  | 87.35 | [5 empty] | 87.39 |  |  | 89.76 |  |  |  | 0.92 |  | 3.80 | [8 empty] | 8.85 |  |  |  |  | 0.00
2010 |  |  |  | 4774.80 |  |  | 4032 |  |  |  | 1188 | [10 empty] | 45.63 |  |  |  | 45.63 | [5 empty] | 45.88 |  |  | 46.03 |  |  |  | 54.31 |  | 54.24 | [8 empty] | 0.13 |  |  |  |  | 0.00
2011 |  |  |  | 8627.40 |  |  | 7463 |  |  |  | 1191 | [10 empty] | 82.54 |  |  |  | 82.54 | [5 empty] | 82.69 |  |  | 85.19 |  |  |  | 3.43 |  | 5.77 | [8 empty] | 11.69 |  |  |  |  | 0.00
2012 |  |  |  | 9346.24 |  |  | 8348 |  |  |  | 1191 | [10 empty] | 89.20 |  |  |  | 89.20 | [5 empty] | 89.34 |  |  | 95.04 |  |  |  | 9.95 |  | 9.86 | [8 empty] | 0.95 |  |  |  |  | 0.00
2013 |  |  |  | 8714.72 |  |  | 7612 |  |  |  | 1198 | [10 empty] | 83.03 |  |  |  | 83.03 | [5 empty] | 83.04 |  |  | 86.89 |  |  |  | 0.23 |  | 3.97 | [8 empty] | 13.00 |  |  |  |  | 0.00
2014 |  |  |  | 8828.14 |  |  | 7589 |  |  |  | 1198 | [10 empty] | 84.08 |  |  |  | 84.08 | [5 empty] | 84.12 |  |  | 86.63 |  |  |  | 0.69 |  | 1.58 | [8 empty] | 14.34 |  |  |  |  | 0.00
2015 |  |  |  | 10507.34 |  |  | 8760 |  |  |  | 1198 | [10 empty] | 99.91 |  |  |  | 99.98 | [5 empty] | 100.12 |  |  | 100.00 |  |  |  | 0.02 |  | 0.02 | [8 empty] | 0.00 |  |  |  |  | 0.06
2016 |  |  |  | 8626.70 |  |  | 7280 |  |  |  | 1198 | [10 empty] | 81.89 |  |  |  | 82.00 | [5 empty] | 81.98 |  |  | 82.88 |  |  |  | 0.14 |  | 2.13 | [8 empty] | 15.87 |  |  |  |  | 0.11
2017 |  |  |  | 0.00 | [6 empty] | 1198 | [10 empty] | 83.72 |  |  |  | 83.82 | [5 empty] | 83.90 |  |  | 83.94 |  |  |  | 0.01 |  | 5.84 | [8 empty] | 10.35 |  |  |  |  | 0.10
2018 |  |  |  | 9388.12 |  |  | 8039 |  |  |  | 1198 | [10 empty] | 89.22 |  |  |  | 89.37 | [5 empty] | 89.46 |  |  | 91.77 |  |  |  | 2.20 |  | 10.63 | [8 empty] | 0.00 |  |  |  |  | 0.15
2019 |  |  |  | 8452.10 |  |  | 7175 |  |  |  | 1198 | [10 empty] | 80.54 |  |  |  | 80.64 | [5 empty] | 80.54 |  |  | 81.91 |  |  |  | 0.18 |  | 4.32 | [8 empty] | 15.04 |  |  |  |  | 0.10
2020 |  |  |  | 8393.47 |  |  | 8743 |  |  |  | 1198 | [10 empty] | 79.54 |  |  |  | 99.43 | [5 empty] | 79.76 |  |  | 99.53 |  |  |  | 0.57 |  | 0.57 | [8 empty] | 0.00 |  |  |  |  | 19.89
2021 |  |  |  | 6709.39 |  |  | 5689 |  |  |  | 1198 | [10 empty] | 64.18 |  |  |  | 64.23 | [5 empty] | 63.93 |  |  | 64.94 |  |  |  | 0.00 |  | 23.07 | [8 empty] | 12.69 |  |  |  |  | 0.06
2022 |  |  |  | 10357.17 |  |  | 8676 |  |  |  | 1198 | [10 empty] | 98.50 |  |  |  | 98.70 | [5 empty] | 98.69 |  |  | 99.04 |  |  |  | 1.27 |  | 1.27 | [8 empty] | 0.02 |  |  |  |  | 0.21
2023 |  |  |  | 7676.68 |  |  | 6566 |  |  |  | 1198 | [10 empty] | 73.39 |  |  |  | 73.67 | [5 empty] | 73.15 |  |  | 74.95 |  |  |  | 0.60 |  | 6.90 | [8 empty] | 19.43 |  |  |  |  | 0.28
Key Factors in Last 20 Years [%]
Energy Losses by Type
Full Outages, Analysis by Cause
[23 empty] | 2023 | [14 empty] | 1995 to 2023
Outage Cause | [22 empty] | Hours Lost | [14 empty] | Average hours lost per reactor-year
[23 empty] | Planned |  |  |  | Unplanned | [6 empty] | External |  |  |  | Planned |  |  |  | Unplanned | [11 empty] | External
A. |  | Plant equipment problem/failure | [24 empty] | 605 | [14 empty] | 457
C. |  | Inspection, maintenance or repair combined with refuelling | [20 empty] | 1665 | [14 empty] | 705 |  |  |  | 50
D. |  | Inspection, maintenance or repair without refuelling | [35 empty] | 1
E. |  | Testing of plant systems or components | [39 empty] | 3
L. |  | Human factor related | [39 empty] | 3
Z. |  | Other | [39 empty] | 3
Subtotal | [22 empty] | 1665 |  |  |  | 605 | [10 empty] | 706 |  |  |  | 516
Total | [22 empty] | 2270 | [14 empty] | 1222
Equipment Related Unplanned Full Outages, Analysis by System
System | [22 empty] | 2023 | [14 empty] | 1995 to 2023
[23 empty] | Hours Lost | [14 empty] | Average hours lost per reactor-year
11. |  |  | Reactor and Accessories | [34 empty] | 69
12. |  |  | Reactor I&C Systems | [34 empty] | 19
13. |  |  | Reactor Auxiliary Systems | [34 empty] | 14
14. |  |  | Safety Systems | [19 empty] | 605 | [14 empty] | 51
15. |  |  | Reactor Cooling Systems | [34 empty] | 171
16. |  |  | Steam generation systems | [34 empty] | 48
31. |  |  | Turbine and auxiliaries | [34 empty] | 2
32. |  |  | Feedwater and Main Steam System | [34 empty] | 13
34. |  |  | Miscellaneous Systems | [34 empty] | 0
41. |  |  | Main Generator Systems | [34 empty] | 53
42. |  |  | Electrical Power Supply Systems | [34 empty] | 12
Total | [22 empty] | 605 | [14 empty] | 452
Highlights (2023)
Carried out a statutory outage

## TORNESS-1
2023 Operating Experience
GB-23A | [8 empty] | TORNESS-1 | [26 empty] | UNITED KINGDOM
Status at end of year | [7 empty] | : | Operational
Operator | [7 empty] | : | EDF UK (EDF Energy)
Owner | [7 empty] | : | EDF UK (EDF Energy)
Reactor Supplier | [7 empty] | : | NNC (NATIONAL NUCLEAR CORPORATION)
Turbine Supplier | [7 empty] | : | GEC (GENERAL ELECTRIC COMPANY (UK))
Reactor Unit Details | [27 empty] | Key Dates
Reactor type and model | [12 empty] | : |  |  | GCR / AGR | [11 empty] | Construction Date | [15 empty] | : |  |  | 1980-08-01
Thermal power | [12 empty] | : |  |  | 1623 | [8 empty] | MWth |  |  | Grid Date | [15 empty] | : |  |  | 1988-05-25
Gross electrical power | [12 empty] | : |  |  | 682 | [8 empty] | MWe |  |  | Commercial Date | [15 empty] | : |  |  | 1988-05-25
Reference unit power (net) | [12 empty] | : |  |  | 595 | [8 empty] | MWe |  |  | Age at end of year | [15 empty] | : |  |  | 35 years
Design Characteristics
| Primary Systems | [28 empty] | Operating coolant pressure [MPa] | [15 empty] | : |  |  | 4.3
| Reactor vessel centreline orientation | [13 empty] | : |  |  | Vertical | [11 empty] | Reactor outlet temperature [°C] | [15 empty] | : |  |  | 635
| Fuel material | [13 empty] | : |  |  | UO2 | [11 empty] | Number of SG | [15 empty] | : |  |  | 4
| Refuelling type | [13 empty] | : |  |  | ON-line | [11 empty] | Containment type | [15 empty] | : |  |  | NA
| Moderator material | [13 empty] | : |  |  | GRAPHITE | [11 empty] | Containment design pressure [MPa] | [15 empty] | : |  |  | NA
| Average fuel enrichment [% of U235] | [13 empty] | : |  |  | - | [11 empty] | Secondary systems
| Refuelling frequency [month] | [13 empty] | : |  |  | 2 | [11 empty] | Number of turbine-generators per unit/reactor | [15 empty] | : |  |  | 1
| Part of the core refuelled [%] | [13 empty] | : |  |  | 3 | [11 empty] | Turbine speed [rpm] | [15 empty] | : |  |  | 3000
| Average discharge burnup [MWd/t] | [13 empty] | : |  |  | 27000 | [11 empty] | Number of LP cylinders per turbine | [15 empty] | : |  |  | 3
| Active core diameter [m] | [13 empty] | : |  |  | 9.46 | [11 empty] | HP cylinder inlet steam pressure [MPa] | [15 empty] | : |  |  | 15.9
| Active core height/length [m] | [13 empty] | : |  |  | 8.31 | [11 empty] | Output voltage [kV] | [15 empty] | : |  |  | 23.5
| Number of fissile fuel assemblies/bundles | [13 empty] | : |  |  | 332 | [11 empty] | Primary means of condenser cooling | [15 empty] | : |  |  | Sea (once-through)
| Fuel linear heat generation rate [kW/m] | [13 empty] | : |  |  | 16.8 | [11 empty] | Number of main condensate pumps | [15 empty] | : |  |  | 2
| Number of control rod assemblies | [13 empty] | : |  |  | 89 | [11 empty] | Number of FW pumps for full power operation | [15 empty] | : |  |  | 1
| Number of external reactor coolant loops | [13 empty] | : |  |  | NA | [11 empty] | Number of on-site safety related diesel generators | [15 empty] | : |  |  | -
| Coolant type | [13 empty] | : |  |  | CO2 | [11 empty] | Non-electrical applications | [15 empty] | : |  |  | none
Annual Production Results (2023)
Net Energy Production | [18 empty] | : | 4225.69 GW(e).h | [8 empty] | Forced Loss Rate (FLR) | [15 empty] | : |  |  | 0.42 %
Energy Availability Factor (EAF) | [18 empty] | : | 80.53 % | [8 empty] | Unplanned Capability Loss Factor (UCL) | [15 empty] | : |  |  | 1.61 %
Unit Capability Factor (UCF) | [18 empty] | : | 80.57 % | [8 empty] | Planned Unavailability Factor (PUF) | [15 empty] | : |  |  | 17.82 %
Load Factor (LF) | [18 empty] | : | 81.07 % | [8 empty] | Externally cause unavailability (XUF) | [15 empty] | : |  |  | 0.03 %
Operating Factor (OF) | [18 empty] | : | 82.1 % | [8 empty] | Total off-line time | [15 empty] | : |  |  | 1568 hours
Annual Summary
[5 empty] | Jan | Feb |  |  |  | Mar |  | Apr | [8 empty] | May |  |  | Jun | [6 empty] | Jul |  | Aug |  |  |  | Sep |  |  | Oct |  |  | Nov | [9 empty] | Dec |  |  | Annual
GW(e)-h |  |  |  |  | 449.20 | 67.37 |  |  |  | 406.13 |  | 438.79 | [8 empty] | 446.34 |  |  | 190.79 | [6 empty] | 448.04 |  | 441.94 |  |  |  | 397.47 |  |  | 64.85 |  |  | 431.44 | [9 empty] | 443.34 |  |  | 4225.69
EAF [%] |  |  |  |  | 100.00 | 17.66 |  |  |  | 89.87 |  | 100.00 | [8 empty] | 99.98 |  |  | 45.34 | [6 empty] | 99.94 |  | 99.70 |  |  |  | 92.84 |  |  | 15.80 |  |  | 100.00 | [9 empty] | 99.82 |  |  | 80.53
UCF [%] |  |  |  |  | 100.00 | 17.66 |  |  |  | 89.87 |  | 100.00 | [8 empty] | 99.99 |  |  | 45.39 | [6 empty] | 99.94 |  | 99.70 |  |  |  | 92.84 |  |  | 16.11 |  |  | 100.00 | [9 empty] | 99.82 |  |  | 80.57
LF [%] |  |  |  |  | 101.47 | 16.85 |  |  |  | 91.87 |  | 102.43 | [8 empty] | 100.83 |  |  | 44.54 | [6 empty] | 101.21 |  | 99.83 |  |  |  | 92.78 |  |  | 14.63 |  |  | 100.71 | [9 empty] | 100.15 |  |  | 81.07
OF [%] |  |  |  |  | 100.00 | 17.71 |  |  |  | 93.41 |  | 100.00 | [8 empty] | 100.00 |  |  | 50.28 | [6 empty] | 100.00 |  | 100.00 |  |  |  | 96.53 |  |  | 21.74 |  |  | 100.00 | [9 empty] | 100.00 |  |  | 82.10
FLR [%] |  |  |  |  | 0.00 | 0.00 |  |  |  | 0.00 |  | 0.00 | [8 empty] | 0.00 |  |  | 1.76 | [6 empty] | 0.06 |  | 0.30 |  |  |  | 2.89 |  |  | 0.00 |  |  | 0.00 | [9 empty] | 0.18 |  |  | 0.42
UCL [%] |  |  |  |  | 0.00 | 3.09 |  |  |  | 10.13 |  | 0.00 | [8 empty] | 0.00 |  |  | 0.81 | [6 empty] | 0.06 |  | 0.30 |  |  |  | 2.76 |  |  | 2.10 |  |  | 0.00 | [9 empty] | 0.18 |  |  | 1.61
PUF [%] |  |  |  |  | 0.00 | 79.25 |  |  |  | 0.00 |  | 0.00 | [8 empty] | 0.01 |  |  | 53.80 | [6 empty] | 0.00 |  | 0.00 |  |  |  | 4.40 |  |  | 81.79 |  |  | 0.00 | [9 empty] | 0.00 |  |  | 17.82
XUF [%] |  |  |  |  | 0.00 | 0.00 |  |  |  | 0.00 |  | 0.00 | [8 empty] | 0.01 |  |  | 0.05 | [6 empty] | 0.00 |  | 0.00 |  |  |  | 0.00 |  |  | 0.31 |  |  | 0.00 | [9 empty] | 0.00 |  |  | 0.03
Historical Summary
Lifetime energy generation | [13 empty] | : |  |  | 140330.54 GW(e).h | [11 empty] | Cumulative Forced Loss Rate (FLR) | [21 empty] | : | 6.16 %
Cumulative Energy Availability Factor (EAF) | [13 empty] | : |  |  | 77.49 % | [11 empty] | Cumulative Unplanned Capability Loss Factor (UCL) | [21 empty] | : | 6.24 %
Cumulative Unit Capability Factor (UCF) | [13 empty] | : |  |  | 78.98 % | [11 empty] | Cumulative Planned Unavailability Factor (PUF) | [21 empty] | : | 14.78 %
Cumulative Load Factor (LF) | [13 empty] | : |  |  | 75.08 % | [11 empty] | Cumulative Externally cause unavailability (XUF) | [21 empty] | : | 1.49 %
Cumulative Operating Factor (OF) | [13 empty] | : |  |  | 82.67 %
Electricity Production (net) [GWh]
Performance for Years of Commercial Operation
Year |  |  |  | Energy |  |  | Time Online |  |  |  | Reference Unit Power | [10 empty] | EAF |  |  |  | UCF | [5 empty] | LF |  |  | OF |  |  |  | FLR |  | UCL | [8 empty] | PUF |  |  |  |  | XUF
|  |  |  | [GW-h] |  |  | [Hours] |  |  |  | [MW] | [10 empty] | [%] |  |  |  | [%] | [5 empty] | [%] |  |  | [%] |  |  |  | [%] |  | [%] | [8 empty] | [%] |  |  |  |  | [%]
1988 |  |  |  | 2287.10 |  |  | 4330 |  |  |  | 638 | [10 empty] | 69.41 |  |  |  | 92.32 | [5 empty] | 68.07 |  |  | 82.99 |  |  |  | 7.68 |  | 7.68 | [8 empty] | 0.00 |  |  |  |  | 22.91
1989 |  |  |  | 2162.10 |  |  | 4582 |  |  |  | 625 | [10 empty] | 39.47 |  |  |  | 53.23 | [5 empty] | 39.60 |  |  | 52.45 |  |  |  | 4.16 |  | 2.31 | [8 empty] | 44.46 |  |  |  |  | 13.76
1990 |  |  |  | 1938.35 |  |  | 3943 |  |  |  | 625 | [10 empty] | 35.66 |  |  |  | 35.66 | [5 empty] | 35.50 |  |  | 45.14 |  |  |  | 10.53 |  | 4.20 | [8 empty] | 60.14 |  |  |  |  | 0.00
1991 |  |  |  | 2513.60 |  |  | 5011 |  |  |  | 625 | [10 empty] | 45.97 |  |  |  | 45.97 | [5 empty] | 46.04 |  |  | 57.36 |  |  |  | 6.72 |  | 3.31 | [8 empty] | 50.72 |  |  |  |  | 0.00
1992 |  |  |  | 4532.90 |  |  | 7792 |  |  |  | 632 | [10 empty] | 81.66 |  |  |  | 81.66 | [5 empty] | 80.55 |  |  | 87.51 |  |  |  | 4.22 |  | 3.60 | [8 empty] | 14.74 |  |  |  |  | 0.00
1993 |  |  |  | 3603.10 |  |  | 6358 |  |  |  | 632 | [10 empty] | 67.68 |  |  |  | 67.89 | [5 empty] | 62.91 |  |  | 70.15 |  |  |  | 10.75 |  | 8.18 | [8 empty] | 23.93 |  |  |  |  | 0.21
1994 |  |  |  | 4329.90 |  |  | 7716 |  |  |  | 632 | [10 empty] | 79.51 |  |  |  | 86.73 | [5 empty] | 78.42 |  |  | 88.32 |  |  |  | 0.00 |  | 0.00 | [8 empty] | 13.27 |  |  |  |  | 7.22
1995 |  |  |  | 4058.60 |  |  | 6867 |  |  |  | 632 | [10 empty] | 75.19 |  |  |  | 75.19 | [5 empty] | 71.54 |  |  | 76.50 |  |  |  | 0.48 |  | 0.36 | [8 empty] | 24.44 |  |  |  |  | 0.00
1996 |  |  |  | 1178.10 |  |  | 2043 |  |  |  | 632 | [10 empty] | 96.64 |  |  |  | 96.64 | [5 empty] | 21.22 |  |  | 23.26 |  |  |  | 0.38 |  | 0.37 | [8 empty] | 2.99 |  |  |  |  | 0.00
1997 |  |  |  | 4909.44 |  |  | 8050 |  |  |  | 625 | [10 empty] | 89.70 |  |  |  | 89.70 | [5 empty] | 89.43 |  |  | 91.64 |  |  |  | 0.09 |  | 0.08 | [8 empty] | 10.22 |  |  |  |  | 0.00
1998 |  |  |  | 4297.87 |  |  | 7153 |  |  |  | 625 | [10 empty] | 78.56 |  |  |  | 78.56 | [5 empty] | 78.29 |  |  | 81.43 |  |  |  | 2.61 |  | 2.11 | [8 empty] | 19.33 |  |  |  |  | 0.00
1999 |  |  |  | 5157.76 |  |  | 8737 |  |  |  | 625 | [10 empty] | 94.22 |  |  |  | 94.22 | [5 empty] | 93.95 |  |  | 99.46 |  |  |  | 0.22 |  | 0.21 | [8 empty] | 5.57 |  |  |  |  | 0.00
2000 |  |  |  | 4376.80 |  |  | 8769 |  |  |  | 625 | [10 empty] | 79.72 |  |  |  | 79.72 | [5 empty] | 79.72 |  |  | 99.83 |  |  |  | 16.50 |  | 15.76 | [8 empty] | 4.52 |  |  |  |  | 0.00
2001 |  |  |  | 3968.48 |  |  | 7613 |  |  |  | 625 | [10 empty] | 70.24 |  |  |  | 70.24 | [5 empty] | 72.29 |  |  | 86.67 |  |  |  | 18.14 |  | 15.57 | [8 empty] | 14.19 |  |  |  |  | 0.00
2002 |  |  |  | 3761.93 |  |  | 6719 |  |  |  | 625 | [10 empty] | 68.71 |  |  |  | 69.64 | [5 empty] | 68.71 |  |  | 76.70 |  |  |  | 24.65 |  | 24.01 | [8 empty] | 6.35 |  |  |  |  | 0.93
2003 |  |  |  | 4681.94 |  |  | 8347 |  |  |  | 625 | [10 empty] | 85.61 |  |  |  | 85.76 | [5 empty] | 85.51 |  |  | 95.29 |  |  |  | 7.20 |  | 8.00 | [8 empty] | 6.24 |  |  |  |  | 0.15
2004 |  |  |  | 3921.80 |  |  | 6993 |  |  |  | 625 | [10 empty] | 71.68 |  |  |  | 71.68 | [5 empty] | 71.44 |  |  | 79.61 |  |  |  | 12.51 |  | 12.74 | [8 empty] | 15.58 |  |  |  |  | 0.00
2005 |  |  |  | 4667.73 |  |  | 8372 |  |  |  | 625 | [10 empty] | 85.34 |  |  |  | 85.34 | [5 empty] | 85.26 |  |  | 95.57 |  |  |  | 6.95 |  | 7.34 | [8 empty] | 7.32 |  |  |  |  | 0.00
2006 |  |  |  | 4000.87 |  |  | 7939 |  |  |  | 625 | [10 empty] | 73.31 |  |  |  | 76.74 | [5 empty] | 73.08 |  |  | 90.63 |  |  |  | 14.29 |  | 16.15 | [8 empty] | 7.11 |  |  |  |  | 3.43
2007 |  |  |  | 3500.94 |  |  | 6234 |  |  |  | 625 | [10 empty] | 64.16 |  |  |  | 65.32 | [5 empty] | 63.94 |  |  | 71.16 |  |  |  | 14.34 |  | 15.57 | [8 empty] | 19.11 |  |  |  |  | 1.16
2008 |  |  |  | 4488.12 |  |  | 8110 |  |  |  | 615 | [10 empty] | 82.89 |  |  |  | 83.47 | [5 empty] | 82.75 |  |  | 92.33 |  |  |  | 8.62 |  | 7.88 | [8 empty] | 8.65 |  |  |  |  | 0.59
2009 |  |  |  | 4963.55 |  |  | 8760 |  |  |  | 600 | [10 empty] | 93.86 |  |  |  | 93.86 | [5 empty] | 93.86 |  |  | 100.00 |  |  |  | 1.42 |  | 1.55 | [8 empty] | 4.59 |  |  |  |  | 0.00
2010 |  |  |  | 2565.36 |  |  | 5302 |  |  |  | 600 | [10 empty] | 48.82 |  |  |  | 48.82 | [5 empty] | 48.81 |  |  | 60.53 |  |  |  | 34.51 |  | 35.95 | [8 empty] | 15.23 |  |  |  |  | 0.00
2011 |  |  |  | 4582.85 |  |  | 8393 |  |  |  | 600 | [10 empty] | 87.99 |  |  |  | 88.91 | [5 empty] | 87.19 |  |  | 95.81 |  |  |  | 5.98 |  | 7.56 | [8 empty] | 3.53 |  |  |  |  | 0.92
2012 |  |  |  | 4878.05 |  |  | 8784 |  |  |  | 595 | [10 empty] | 93.33 |  |  |  | 93.35 | [5 empty] | 93.33 |  |  | 100.00 |  |  |  | 1.12 |  | 1.57 | [8 empty] | 5.08 |  |  |  |  | 0.01
2013 |  |  |  | 4637.66 |  |  | 8451 |  |  |  | 590 | [10 empty] | 89.80 |  |  |  | 93.80 | [5 empty] | 89.73 |  |  | 96.47 |  |  |  | 1.96 |  | 2.40 | [8 empty] | 3.79 |  |  |  |  | 4.01
2014 |  |  |  | 3758.73 |  |  | 6823 |  |  |  | 590 | [10 empty] | 73.02 |  |  |  | 73.05 | [5 empty] | 72.73 |  |  | 77.89 |  |  |  | 4.81 |  | 4.82 | [8 empty] | 22.14 |  |  |  |  | 0.03
2015 |  |  |  | 4954.38 |  |  | 8760 |  |  |  | 590 | [10 empty] | 95.37 |  |  |  | 95.45 | [5 empty] | 95.86 |  |  | 100.00 |  |  |  | 1.44 |  | 1.39 | [8 empty] | 3.15 |  |  |  |  | 0.08
2016 |  |  |  | 4968.15 |  |  | 8678 |  |  |  | 590 | [10 empty] | 95.29 |  |  |  | 97.07 | [5 empty] | 95.86 |  |  | 98.79 |  |  |  | 0.00 |  | 0.00 | [8 empty] | 2.92 |  |  |  |  | 1.78
2017 |  |  |  | 4056.96 |  |  | 7235 | [14 empty] | 79.60 |  |  |  | 80.02 | [5 empty] | 78.50 |  |  | 82.59 |  |  |  | 0.01 |  | 0.16 | [8 empty] | 19.82 |  |  |  |  | 0.42
2018 |  |  |  | 4908.39 |  |  | 8610 |  |  |  | 595 | [10 empty] | 93.14 |  |  |  | 95.08 | [5 empty] | 94.17 |  |  | 98.29 |  |  |  | 1.45 |  | 1.43 | [8 empty] | 3.49 |  |  |  |  | 1.94
2019 |  |  |  | 5006.74 |  |  | 8760 |  |  |  | 595 | [10 empty] | 94.66 |  |  |  | 94.75 | [5 empty] | 96.06 |  |  | 100.00 |  |  |  | 1.12 |  | 1.67 | [8 empty] | 3.58 |  |  |  |  | 0.09
2020 |  |  |  | 4946.16 |  |  | 8784 |  |  |  | 595 | [10 empty] | 94.00 |  |  |  | 95.95 | [5 empty] | 94.64 |  |  | 100.00 |  |  |  | 0.48 |  | 0.54 | [8 empty] | 3.51 |  |  |  |  | 1.96
2021 |  |  |  | 3090.34 |  |  | 5372 |  |  |  | 595 | [10 empty] | 59.23 |  |  |  | 59.27 | [5 empty] | 59.29 |  |  | 61.32 |  |  |  | 0.38 |  | 7.53 | [8 empty] | 33.20 |  |  |  |  | 0.04
2022 |  |  |  | 4079.44 |  |  | 6890 |  |  |  | 595 | [10 empty] | 77.04 |  |  |  | 77.04 | [5 empty] | 78.27 |  |  | 78.65 |  |  |  | 0.36 |  | 0.28 | [8 empty] | 22.68 |  |  |  |  | 0.00
2023 |  |  |  | 4225.69 |  |  | 7192 |  |  |  | 595 | [10 empty] | 80.53 |  |  |  | 80.57 | [5 empty] | 81.07 |  |  | 82.10 |  |  |  | 0.42 |  | 1.61 | [8 empty] | 17.82 |  |  |  |  | 0.03
Key Factors in Last 20 Years [%]
Energy Losses by Type
Full Outages, Analysis by Cause
[23 empty] | 2023 | [14 empty] | 1988 to 2023
Outage Cause | [22 empty] | Hours Lost | [14 empty] | Average hours lost per reactor-year
[23 empty] | Planned |  |  |  | Unplanned | [6 empty] | External |  |  |  | Planned |  |  |  | Unplanned | [11 empty] | External
A. |  | Plant equipment problem/failure | [39 empty] | 214
B. |  | Refuelling without maintenance | [20 empty] | 1497 | [14 empty] | 143
C. |  | Inspection, maintenance or repair combined with refuelling | [35 empty] | 563 |  |  |  | 20
D. |  | Inspection, maintenance or repair without refuelling | [35 empty] | 141
E. |  | Testing of plant systems or components | [39 empty] | 1
J. |  | Grid limitation, failure or grid unavailability | [51 empty] | 2
L. |  | Human factor related | [39 empty] | 27
M. |  | Governmental requirements or court decisions | [51 empty] | 9
N. |  | Environmental conditions (lack of cooling water due to dry weather, cooling water temperature limits, flood, storm, lightning, etc.) | [51 empty] | 16
S. |  | Fuel management limitation (including high flux tilt, stretch out or coast-down operation) | [24 empty] | 1 | [14 empty] | 11
Z. |  | Other | [24 empty] | 141 | [10 empty] | 71 |  |  |  | 38 | [11 empty] | 41
Subtotal | [22 empty] | 1497 |  |  |  | 142 | [10 empty] | 918 |  |  |  | 311 | [11 empty] | 68
Total | [22 empty] | 1639 | [14 empty] | 1297
Equipment Related Unplanned Full Outages, Analysis by System
System | [22 empty] | 2023 | [14 empty] | 1988 to 2023
[23 empty] | Hours Lost | [14 empty] | Average hours lost per reactor-year
11. |  |  | Reactor and Accessories | [19 empty] | 1 | [14 empty] | 11
12. |  |  | Reactor I&C Systems | [34 empty] | 18
14. |  |  | Safety Systems | [34 empty] | 4
15. |  |  | Reactor Cooling Systems | [34 empty] | 49
16. |  |  | Steam generation systems | [34 empty] | 6
21. |  |  | Fuel Handling and Storage Facilities | [19 empty] | 141 | [14 empty] | 28
31. |  |  | Turbine and auxiliaries | [34 empty] | 15
32. |  |  | Feedwater and Main Steam System | [34 empty] | 8
33. |  |  | Circulating Water System | [34 empty] | 25
41. |  |  | Main Generator Systems | [34 empty] | 52
42. |  |  | Electrical Power Supply Systems | [34 empty] | 55
Total | [22 empty] | 142 | [14 empty] | 271

## TORNESS-2
2023 Operating Experience
GB-23B | [8 empty] | TORNESS-2 | [26 empty] | UNITED KINGDOM
Status at end of year | [7 empty] | : | Operational
Operator | [7 empty] | : | EDF UK (EDF Energy)
Owner | [7 empty] | : | EDF UK (EDF Energy)
Reactor Supplier | [7 empty] | : | NNC (NATIONAL NUCLEAR CORPORATION)
Turbine Supplier | [7 empty] | : | GEC (GENERAL ELECTRIC COMPANY (UK))
Reactor Unit Details | [27 empty] | Key Dates
Reactor type and model | [12 empty] | : |  |  | GCR / AGR | [11 empty] | Construction Date | [15 empty] | : |  |  | 1980-08-01
Thermal power | [12 empty] | : |  |  | 1623 | [8 empty] | MWth |  |  | Grid Date | [15 empty] | : |  |  | 1989-02-03
Gross electrical power | [12 empty] | : |  |  | 682 | [8 empty] | MWe |  |  | Commercial Date | [15 empty] | : |  |  | 1989-02-03
Reference unit power (net) | [12 empty] | : |  |  | 605 | [8 empty] | MWe |  |  | Age at end of year | [15 empty] | : |  |  | 34 years
Design Characteristics
| Primary Systems | [28 empty] | Operating coolant pressure [MPa] | [15 empty] | : |  |  | 4.3
| Reactor vessel centreline orientation | [13 empty] | : |  |  | Vertical | [11 empty] | Reactor outlet temperature [°C] | [15 empty] | : |  |  | 635
| Fuel material | [13 empty] | : |  |  | UO2 | [11 empty] | Number of SG | [15 empty] | : |  |  | 4
| Refuelling type | [13 empty] | : |  |  | ON-line | [11 empty] | Containment type | [15 empty] | : |  |  | NA
| Moderator material | [13 empty] | : |  |  | GRAPHITE | [11 empty] | Containment design pressure [MPa] | [15 empty] | : |  |  | NA
| Average fuel enrichment [% of U235] | [13 empty] | : |  |  | - | [11 empty] | Secondary systems
| Refuelling frequency [month] | [13 empty] | : |  |  | 2 | [11 empty] | Number of turbine-generators per unit/reactor | [15 empty] | : |  |  | 1
| Part of the core refuelled [%] | [13 empty] | : |  |  | 3 | [11 empty] | Turbine speed [rpm] | [15 empty] | : |  |  | 3000
| Average discharge burnup [MWd/t] | [13 empty] | : |  |  | 27000 | [11 empty] | Number of LP cylinders per turbine | [15 empty] | : |  |  | 3
| Active core diameter [m] | [13 empty] | : |  |  | 9.46 | [11 empty] | HP cylinder inlet steam pressure [MPa] | [15 empty] | : |  |  | 15.9
| Active core height/length [m] | [13 empty] | : |  |  | 8.31 | [11 empty] | Output voltage [kV] | [15 empty] | : |  |  | 23.5
| Number of fissile fuel assemblies/bundles | [13 empty] | : |  |  | 332 | [11 empty] | Primary means of condenser cooling | [15 empty] | : |  |  | Sea (once-through)
| Fuel linear heat generation rate [kW/m] | [13 empty] | : |  |  | 16.8 | [11 empty] | Number of main condensate pumps | [15 empty] | : |  |  | 2
| Number of control rod assemblies | [13 empty] | : |  |  | 89 | [11 empty] | Number of FW pumps for full power operation | [15 empty] | : |  |  | 1
| Number of external reactor coolant loops | [13 empty] | : |  |  | NA | [11 empty] | Number of on-site safety related diesel generators | [15 empty] | : |  |  | -
| Coolant type | [13 empty] | : |  |  | CO2 | [11 empty] | Non-electrical applications | [15 empty] | : |  |  | none
Annual Production Results (2023)
Net Energy Production | [18 empty] | : | 4055.74 GW(e).h | [8 empty] | Forced Loss Rate (FLR) | [15 empty] | : |  |  | 0.83 %
Energy Availability Factor (EAF) | [18 empty] | : | 75.46 % | [8 empty] | Unplanned Capability Loss Factor (UCL) | [15 empty] | : |  |  | 4.43 %
Unit Capability Factor (UCF) | [18 empty] | : | 76.35 % | [8 empty] | Planned Unavailability Factor (PUF) | [15 empty] | : |  |  | 19.23 %
Load Factor (LF) | [18 empty] | : | 76.53 % | [8 empty] | Externally cause unavailability (XUF) | [15 empty] | : |  |  | 0.88 %
Operating Factor (OF) | [18 empty] | : | 78.07 % | [8 empty] | Total off-line time | [15 empty] | : |  |  | 1921 hours
Annual Summary
[5 empty] | Jan | Feb |  |  |  | Mar |  | Apr | [8 empty] | May |  |  | Jun | [6 empty] | Jul |  | Aug |  |  |  | Sep |  |  | Oct |  |  | Nov | [9 empty] | Dec |  |  | Annual
GW(e)-h |  |  |  |  | 212.33 | 417.14 |  |  |  | 455.34 |  | 240.60 | [8 empty] | 401.27 |  |  | 412.93 | [6 empty] | 307.07 |  | 357.99 |  |  |  | 449.82 |  |  | 444.44 |  |  | 212.53 | [9 empty] | 144.26 |  |  | 4055.74
EAF [%] |  |  |  |  | 47.45 | 100.00 |  |  |  | 100.00 |  | 55.74 | [8 empty] | 87.73 |  |  | 92.83 | [6 empty] | 68.06 |  | 77.42 |  |  |  | 100.00 |  |  | 96.53 |  |  | 48.85 | [9 empty] | 33.18 |  |  | 75.46
UCF [%] |  |  |  |  | 47.45 | 100.00 |  |  |  | 100.00 |  | 55.74 | [8 empty] | 87.73 |  |  | 100.00 | [6 empty] | 68.06 |  | 77.42 |  |  |  | 100.00 |  |  | 100.00 |  |  | 48.85 | [9 empty] | 33.18 |  |  | 76.35
LF [%] |  |  |  |  | 47.17 | 102.60 |  |  |  | 101.30 |  | 55.23 | [8 empty] | 89.15 |  |  | 94.80 | [6 empty] | 68.22 |  | 79.53 |  |  |  | 103.26 |  |  | 98.61 |  |  | 48.79 | [9 empty] | 32.05 |  |  | 76.53
OF [%] |  |  |  |  | 55.51 | 100.00 |  |  |  | 100.00 |  | 56.39 | [8 empty] | 90.32 |  |  | 94.31 | [6 empty] | 74.06 |  | 81.45 |  |  |  | 100.00 |  |  | 100.00 |  |  | 49.86 | [9 empty] | 36.69 |  |  | 78.07
FLR [%] |  |  |  |  | 4.43 | 0.00 |  |  |  | 0.00 |  | 0.00 | [8 empty] | 0.00 |  |  | 0.00 | [6 empty] | 7.10 |  | 0.00 |  |  |  | 0.00 |  |  | 0.00 |  |  | 0.26 | [9 empty] | 0.00 |  |  | 0.83
UCL [%] |  |  |  |  | 5.01 | 0.00 |  |  |  | 0.00 |  | 0.00 | [8 empty] | 0.00 |  |  | 0.00 | [6 empty] | 5.20 |  | 0.00 |  |  |  | 0.00 |  |  | 0.00 |  |  | 0.13 | [9 empty] | 41.77 |  |  | 4.43
PUF [%] |  |  |  |  | 47.55 | 0.00 |  |  |  | 0.00 |  | 44.26 | [8 empty] | 12.27 |  |  | 0.00 | [6 empty] | 26.74 |  | 22.58 |  |  |  | 0.00 |  |  | 0.00 |  |  | 51.03 | [9 empty] | 25.05 |  |  | 19.23
XUF [%] |  |  |  |  | 0.00 | 0.00 |  |  |  | 0.00 |  | 0.00 | [8 empty] | 0.00 |  |  | 7.17 | [6 empty] | 0.00 |  | 0.00 |  |  |  | 0.00 |  |  | 3.47 |  |  | 0.00 | [9 empty] | 0.00 |  |  | 0.88
Historical Summary
Lifetime energy generation | [13 empty] | : |  |  | 136902.89 GW(e).h | [11 empty] | Cumulative Forced Loss Rate (FLR) | [21 empty] | : | 8.09 %
Cumulative Energy Availability Factor (EAF) | [13 empty] | : |  |  | 76.47 % | [11 empty] | Cumulative Unplanned Capability Loss Factor (UCL) | [21 empty] | : | 8.05 %
Cumulative Unit Capability Factor (UCF) | [13 empty] | : |  |  | 77.46 % | [11 empty] | Cumulative Planned Unavailability Factor (PUF) | [21 empty] | : | 14.48 %
Cumulative Load Factor (LF) | [13 empty] | : |  |  | 74.2 % | [11 empty] | Cumulative Externally cause unavailability (XUF) | [21 empty] | : | 0.99 %
Cumulative Operating Factor (OF) | [13 empty] | : |  |  | 82.47 %
Electricity Production (net) [GWh]
Performance for Years of Commercial Operation
Year |  |  |  | Energy |  |  | Time Online |  |  |  | Reference Unit Power | [10 empty] | EAF |  |  |  | UCF | [5 empty] | LF |  |  | OF |  |  |  | FLR |  | UCL | [8 empty] | PUF |  |  |  |  | XUF
|  |  |  | [GW-h] |  |  | [Hours] |  |  |  | [MW] | [10 empty] | [%] |  |  |  | [%] | [5 empty] | [%] |  |  | [%] |  |  |  | [%] |  | [%] | [8 empty] | [%] |  |  |  |  | [%]
1989 |  |  |  | 3633.80 |  |  | 7068 |  |  |  | 625 | [10 empty] | 74.21 |  |  |  | 87.39 | [5 empty] | 73.28 |  |  | 89.08 |  |  |  | 4.32 |  | 3.94 | [8 empty] | 8.67 |  |  |  |  | 13.18
1990 |  |  |  | 1948.30 |  |  | 4211 |  |  |  | 625 | [10 empty] | 36.08 |  |  |  | 36.08 | [5 empty] | 35.68 |  |  | 48.20 |  |  |  | 6.46 |  | 2.49 | [8 empty] | 61.43 |  |  |  |  | 0.00
1991 |  |  |  | 2651.30 |  |  | 5068 |  |  |  | 625 | [10 empty] | 48.37 |  |  |  | 48.37 | [5 empty] | 48.56 |  |  | 58.01 |  |  |  | 4.70 |  | 2.38 | [8 empty] | 49.25 |  |  |  |  | 0.00
1992 |  |  |  | 3732.70 |  |  | 6560 |  |  |  | 625 | [10 empty] | 67.02 |  |  |  | 67.02 | [5 empty] | 67.07 |  |  | 73.67 |  |  |  | 5.42 |  | 3.84 | [8 empty] | 29.14 |  |  |  |  | 0.00
1993 |  |  |  | 4038.00 |  |  | 7168 |  |  |  | 632 | [10 empty] | 74.35 |  |  |  | 74.35 | [5 empty] | 73.14 |  |  | 82.05 |  |  |  | 3.86 |  | 2.99 | [8 empty] | 22.66 |  |  |  |  | 0.00
1994 |  |  |  | 3478.09 |  |  | 6264 |  |  |  | 632 | [10 empty] | 65.46 |  |  |  | 71.21 | [5 empty] | 62.82 |  |  | 71.51 |  |  |  | 1.36 |  | 0.98 | [8 empty] | 27.81 |  |  |  |  | 5.74
1995 |  |  |  | 4651.90 |  |  | 7909 |  |  |  | 632 | [10 empty] | 85.88 |  |  |  | 85.88 | [5 empty] | 81.31 |  |  | 87.37 |  |  |  | 1.10 |  | 0.95 | [8 empty] | 13.17 |  |  |  |  | 0.00
1996 |  |  |  | 1571.30 |  |  | 2409 |  |  |  | 632 | [10 empty] | 96.20 |  |  |  | 96.20 | [5 empty] | 28.30 |  |  | 27.42 |  |  |  | 0.00 |  | 0.00 | [8 empty] | 3.80 |  |  |  |  | 0.00
1997 |  |  |  | 4217.98 |  |  | 7181 |  |  |  | 625 | [10 empty] | 77.72 |  |  |  | 77.72 | [5 empty] | 76.83 |  |  | 81.75 |  |  |  | 1.33 |  | 1.04 | [8 empty] | 21.24 |  |  |  |  | 0.00
1998 |  |  |  | 5094.36 |  |  | 8713 |  |  |  | 625 | [10 empty] | 93.68 |  |  |  | 93.68 | [5 empty] | 92.79 |  |  | 99.19 |  |  |  | 0.63 |  | 0.60 | [8 empty] | 5.72 |  |  |  |  | 0.00
1999 |  |  |  | 4983.97 |  |  | 8588 |  |  |  | 625 | [10 empty] | 91.06 |  |  |  | 91.06 | [5 empty] | 90.78 |  |  | 97.77 |  |  |  | 4.07 |  | 3.86 | [8 empty] | 5.08 |  |  |  |  | 0.00
2000 |  |  |  | 3936.12 |  |  | 7686 |  |  |  | 625 | [10 empty] | 71.70 |  |  |  | 71.70 | [5 empty] | 71.70 |  |  | 87.50 |  |  |  | 17.72 |  | 15.45 | [8 empty] | 12.86 |  |  |  |  | 0.00
2001 |  |  |  | 4293.57 |  |  | 8476 |  |  |  | 625 | [10 empty] | 76.57 |  |  |  | 77.15 | [5 empty] | 78.21 |  |  | 96.49 |  |  |  | 19.60 |  | 18.81 | [8 empty] | 4.03 |  |  |  |  | 0.58
2002 |  |  |  | 1945.61 |  |  | 3751 |  |  |  | 625 | [10 empty] | 35.73 |  |  |  | 36.99 | [5 empty] | 35.54 |  |  | 42.82 |  |  |  | 61.93 |  | 60.74 | [8 empty] | 2.27 |  |  |  |  | 1.26
2003 |  |  |  | 3782.85 |  |  | 6874 |  |  |  | 625 | [10 empty] | 69.44 |  |  |  | 69.44 | [5 empty] | 69.09 |  |  | 78.47 |  |  |  | 14.58 |  | 14.03 | [8 empty] | 16.53 |  |  |  |  | 0.00
2004 |  |  |  | 4082.96 |  |  | 7682 |  |  |  | 625 | [10 empty] | 74.61 |  |  |  | 74.61 | [5 empty] | 74.37 |  |  | 87.45 |  |  |  | 10.63 |  | 14.69 | [8 empty] | 10.69 |  |  |  |  | 0.00
2005 |  |  |  | 4821.85 |  |  | 8570 |  |  |  | 625 | [10 empty] | 87.85 |  |  |  | 87.85 | [5 empty] | 88.07 |  |  | 97.83 |  |  |  | 4.80 |  | 4.64 | [8 empty] | 7.51 |  |  |  |  | 0.00
2006 |  |  |  | 3297.00 |  |  | 6456 |  |  |  | 625 | [10 empty] | 60.46 |  |  |  | 64.44 | [5 empty] | 60.22 |  |  | 73.70 |  |  |  | 12.00 |  | 14.99 | [8 empty] | 20.57 |  |  |  |  | 3.98
2007 |  |  |  | 4829.04 |  |  | 8480 |  |  |  | 625 | [10 empty] | 88.26 |  |  |  | 89.19 | [5 empty] | 88.20 |  |  | 96.80 |  |  |  | 5.15 |  | 4.87 | [8 empty] | 5.94 |  |  |  |  | 0.93
2008 |  |  |  | 4780.78 |  |  | 8494 |  |  |  | 615 | [10 empty] | 88.23 |  |  |  | 88.40 | [5 empty] | 88.14 |  |  | 96.70 |  |  |  | 7.06 |  | 7.23 | [8 empty] | 4.37 |  |  |  |  | 0.17
2009 |  |  |  | 4151.18 |  |  | 7303 |  |  |  | 605 | [10 empty] | 78.30 |  |  |  | 78.30 | [5 empty] | 78.01 |  |  | 83.37 |  |  |  | 3.43 |  | 5.01 | [8 empty] | 16.70 |  |  |  |  | 0.00
2010 |  |  |  | 4531.25 |  |  | 8345 |  |  |  | 605 | [10 empty] | 85.50 |  |  |  | 87.13 | [5 empty] | 85.50 |  |  | 95.26 |  |  |  | 9.83 |  | 9.97 | [8 empty] | 2.91 |  |  |  |  | 1.63
2011 |  |  |  | 4417.91 |  |  | 8235 |  |  |  | 605 | [10 empty] | 83.48 |  |  |  | 85.67 | [5 empty] | 83.36 |  |  | 94.01 |  |  |  | 12.08 |  | 11.95 | [8 empty] | 2.39 |  |  |  |  | 2.18
2012 |  |  |  | 3717.79 |  |  | 6632 |  |  |  | 595 | [10 empty] | 71.43 |  |  |  | 71.43 | [5 empty] | 71.13 |  |  | 75.50 |  |  |  | 3.31 |  | 10.85 | [8 empty] | 17.72 |  |  |  |  | 0.00
2013 |  |  |  | 4672.85 |  |  | 8287 |  |  |  | 595 | [10 empty] | 89.68 |  |  |  | 91.85 | [5 empty] | 89.65 |  |  | 94.60 |  |  |  | 4.83 |  | 4.74 | [8 empty] | 3.41 |  |  |  |  | 2.16
2014 |  |  |  | 4718.74 |  |  | 8274 |  |  |  | 595 | [10 empty] | 90.41 |  |  |  | 90.50 | [5 empty] | 90.53 |  |  | 94.45 |  |  |  | 2.71 |  | 2.52 | [8 empty] | 6.98 |  |  |  |  | 0.09
2015 |  |  |  | 3711.61 |  |  | 6684 |  |  |  | 595 | [10 empty] | 70.90 |  |  |  | 70.91 | [5 empty] | 71.21 |  |  | 76.30 |  |  |  | 4.29 |  | 7.83 | [8 empty] | 21.25 |  |  |  |  | 0.02
2016 |  |  |  | 4982.13 |  |  | 8746 |  |  |  | 595 | [10 empty] | 95.11 |  |  |  | 95.32 | [5 empty] | 95.32 |  |  | 99.57 |  |  |  | 0.96 |  | 1.44 | [8 empty] | 3.23 |  |  |  |  | 0.21
2017 |  |  |  | 4853.06 |  |  | 8710 | [14 empty] | 94.02 |  |  |  | 94.35 | [5 empty] | 93.11 |  |  | 99.43 |  |  |  | 0.80 |  | 2.36 | [8 empty] | 3.29 |  |  |  |  | 0.33
2018 |  |  |  | 3680.98 |  |  | 6602 |  |  |  | 605 | [10 empty] | 69.34 |  |  |  | 70.78 | [5 empty] | 69.46 |  |  | 75.37 |  |  |  | 8.41 |  | 6.49 | [8 empty] | 22.73 |  |  |  |  | 1.44
2019 |  |  |  | 5059.93 |  |  | 8760 |  |  |  | 605 | [10 empty] | 94.81 |  |  |  | 95.01 | [5 empty] | 95.47 |  |  | 100.00 |  |  |  | 0.91 |  | 1.48 | [8 empty] | 3.52 |  |  |  |  | 0.20
2020 |  |  |  | 4904.72 |  |  | 8615 |  |  |  | 605 | [10 empty] | 92.01 |  |  |  | 92.04 | [5 empty] | 92.29 |  |  | 98.08 |  |  |  | 4.03 |  | 4.26 | [8 empty] | 3.70 |  |  |  |  | 0.03
2021 |  |  |  | 3589.01 |  |  | 7005 |  |  |  | 605 | [10 empty] | 67.51 |  |  |  | 68.23 | [5 empty] | 67.72 |  |  | 79.97 |  |  |  | 12.88 |  | 15.32 | [8 empty] | 16.45 |  |  |  |  | 0.72
2022 |  |  |  | 3076.41 |  |  | 6048 |  |  |  | 605 | [10 empty] | 57.80 |  |  |  | 57.80 | [5 empty] | 58.05 |  |  | 69.04 |  |  |  | 19.56 |  | 14.05 | [8 empty] | 28.15 |  |  |  |  | 0.00
2023 |  |  |  | 4055.74 |  |  | 6839 |  |  |  | 605 | [10 empty] | 75.46 |  |  |  | 76.35 | [5 empty] | 76.53 |  |  | 78.07 |  |  |  | 0.83 |  | 4.43 | [8 empty] | 19.23 |  |  |  |  | 0.88
Key Factors in Last 20 Years [%]
Energy Losses by Type
Full Outages, Analysis by Cause
[23 empty] | 2023 | [14 empty] | 1989 to 2023
Outage Cause | [22 empty] | Hours Lost | [14 empty] | Average hours lost per reactor-year
[23 empty] | Planned |  |  |  | Unplanned | [6 empty] | External |  |  |  | Planned |  |  |  | Unplanned | [11 empty] | External
A. |  | Plant equipment problem/failure | [24 empty] | 366 | [14 empty] | 285
B. |  | Refuelling without maintenance | [20 empty] | 1596 | [14 empty] | 96
C. |  | Inspection, maintenance or repair combined with refuelling | [35 empty] | 585 |  |  |  | 36
D. |  | Inspection, maintenance or repair without refuelling | [35 empty] | 156
E. |  | Testing of plant systems or components | [39 empty] | 5
G. |  | Major backfitting, refurbishment or upgrading activities without refuelling | [35 empty] | 13 |  |  |  | 14
J. |  | Grid limitation, failure or grid unavailability | [31 empty] | 41 | [19 empty] | 1
L. |  | Human factor related | [39 empty] | 3
N. |  | Environmental conditions (lack of cooling water due to dry weather, cooling water temperature limits, flood, storm, lightning, etc.) | [51 empty] | 24
S. |  | Fuel management limitation (including high flux tilt, stretch out or coast-down operation) | [35 empty] | 5 |  |  |  | 86
Z. |  | Other | [39 empty] | 24 | [11 empty] | 17
Subtotal | [22 empty] | 1596 |  |  |  | 366 | [6 empty] | 41 |  |  |  | 855 |  |  |  | 453 | [11 empty] | 42
Total | [22 empty] | 2003 | [14 empty] | 1350
Equipment Related Unplanned Full Outages, Analysis by System
System | [22 empty] | 2023 | [14 empty] | 1989 to 2023
[23 empty] | Hours Lost | [14 empty] | Average hours lost per reactor-year
11. |  |  | Reactor and Accessories | [34 empty] | 21
12. |  |  | Reactor I&C Systems | [34 empty] | 15
13. |  |  | Reactor Auxiliary Systems | [34 empty] | 5
15. |  |  | Reactor Cooling Systems | [19 empty] | 366 | [14 empty] | 163
16. |  |  | Steam generation systems | [34 empty] | 34
17. |  |  | Safety I&C Systems (excluding reactor I&C) | [34 empty] | 12
21. |  |  | Fuel Handling and Storage Facilities | [34 empty] | 104
31. |  |  | Turbine and auxiliaries | [34 empty] | 16
32. |  |  | Feedwater and Main Steam System | [34 empty] | 13
33. |  |  | Circulating Water System | [34 empty] | 24
34. |  |  | Miscellaneous Systems | [34 empty] | 2
41. |  |  | Main Generator Systems | [34 empty] | 5
42. |  |  | Electrical Power Supply Systems | [34 empty] | 16
Total | [22 empty] | 366 | [14 empty] | 430